## Summary
ENGINEER'S ESTIMATE
FLORIDA DEPARTMENT OF TRANSPORTATION DISTRICT 7
|  | FINANCIAL PROJECT ID # : |  | 25467725291
| PROJECT DESCRIPTION: | Task Work Order (TWO) #18 - Roadway Ligthing from Lewis Avenue to north of Lula Street
|  | PAY ITEM SPEC YEAR: |  | 2015
|  | SUBMITTAL TYPE: |  | Final
|  | COUNTY: |  | Hillsborough
|  | DATE: |  | 2016-11-30
|  | ENGINEERING CONSULTANT FIRM: |  | WSP/Parsons Brinckerhoff
|  | CONTACT NAME: |  | Amanda J. Correia, P.E.
|  | PHONE NUMBER: |  | 813-520-4351
FILE VERSION:
PAGE NUMBER:
COMPONENT GROUPS
100 - STRUCTURES |  | NOT USED |  | 0
200 - ROADWAY |  |  |  | 181335.6
300 - SIGNING & PAVEMENT MARKINGS |  | NOT USED |  | 0
400 - LIGHTING |  |  |  | 485287.54
500 - SIGNALIZATION |  | NOT USED |  | 0
550 - ITS |  | NOT USED |  | 0
600 - LANDSCAPE / PERIPHERALS |  | NOT USED |  | 0
700 - UTILITIES |  | NOT USED |  | 0
800 - ARCHITECTURAL |  | NOT USED |  | 0
900 - MASS TRANSIT |  | NOT USED |  | 0
1000 - INVALID & OTHER ITEMS |  | NOT USED |  | 0
| COMPONENT SUB-TOTAL |  |  | 666623.14
| (102-1) MOT (Maintenance of Traffic) |  | 10% | 66662.314
| (101-1) MOB (Mobilization) |  | 10% | 66662.314
| Constructability Fee based on NTP |  | 2% | 13332.68
| Design Fee |  | 20% | 133324.628
|  | SUB-TOTAL |  | 279981.936
(999-25) Initial Contingency (Do Not Bid)
PROJECT GRAND TOTAL |  |  |  | 946605.076
NOTES:

## 100-Structures (hidden)
ENGINEER'S ESTIMATE
FLORIDA DEPARTMENT OF TRANSPORTATION DISTRICT 7
Pay Item Number | Item Long Description | Unit of Measure | Quantity | Cost | Total
| #N/A | #N/A |  | #N/A
| #N/A | #N/A |  | #N/A
| #N/A | #N/A |  | #N/A
| #N/A | #N/A |  | #N/A
| #N/A | #N/A |  | #N/A
| #N/A | #N/A |  | #N/A
| #N/A | #N/A |  | #N/A
| #N/A | #N/A |  | #N/A
| #N/A | #N/A |  | #N/A
| #N/A | #N/A |  | #N/A
| #N/A | #N/A |  | #N/A
| #N/A | #N/A |  | #N/A
| #N/A | #N/A |  | #N/A
| #N/A | #N/A |  | #N/A
| #N/A | #N/A |  | #N/A
| #N/A | #N/A |  | #N/A
| #N/A | #N/A |  | #N/A
| #N/A | #N/A |  | #N/A
| #N/A | #N/A |  | #N/A
| #N/A | #N/A |  | #N/A
| #N/A | #N/A |  | #N/A
| #N/A | #N/A |  | #N/A
| #N/A | #N/A |  | #N/A
| #N/A | #N/A |  | #N/A
| #N/A | #N/A |  | #N/A
| #N/A | #N/A |  | #N/A
| #N/A | #N/A |  | #N/A
| #N/A | #N/A |  | #N/A
| #N/A | #N/A |  | #N/A
| #N/A | #N/A |  | #N/A
| #N/A | #N/A |  | #N/A
| #N/A | #N/A |  | #N/A
| #N/A | #N/A |  | #N/A
| #N/A | #N/A |  | #N/A
| #N/A | #N/A |  | #N/A
| #N/A | #N/A |  | #N/A
| #N/A | #N/A |  | #N/A
| #N/A | #N/A |  | #N/A
| #N/A | #N/A |  | #N/A
| #N/A | #N/A |  | #N/A
| #N/A | #N/A |  | #N/A
| #N/A | #N/A |  | #N/A
| GRAND TOTAL |  |  |  | 0

## 200-Roadway
ENGINEER'S ESTIMATE
FLORIDA DEPARTMENT OF TRANSPORTATION DISTRICT 7
Pay Item Number | Item Long Description | Unit | Quantity | UNIT COST |  | TOTAL COST | Total
|  |  |  | DBPB III | State Wide Avg | DBPB III | State Wide Avg
102-14 | TRAFFIC CONTROL OFFICER | HR | 184 | 52 | 41.56 | 9568 | 7647.04
102-60 | WORK ZONE SIGN | ED | 8624 | 0.4 | 0.26 | 3449.6 | 2242.24
102-74-1 | CHANNELIZING DEVICE (TYPES I, II, D1, VP, DRUM, VEHICULAR LONGITUDINAL CHANNELIZATION DEVICE) | ED | 9504 | 0.4 | 0.14 | 3801.6 | 1330.56
102-74-2 | CHANNELIZING DEVICE (TEMPORARY)(TYPE III) (6') | ED | 1408 | 2 | 0.32 | 2816 | 450.56
102-74-5 | CHANNELIZING DEVICE - PEDESTRIAN LCD | LF | 4924 | 22 | 3.22 | 108328 | 15855.28
102- 76 | ARROW BOARD / ADVANCE WARNING ARROW PANEL | ED | 352 | 6 | 5.6 | 2112 | 1971.2
102-77 | HIGH INTENSITY FLASHING LIGHTS, TEMP, TYPE B | ED | 1760 | 0.4 | 0.29 | 704 | 510.4
102-99 | PORTABLE CHANGEABLE MESSAGE SIGN, TEMPORARY | ED | 183 | 15 | 14.28 | 2745 | 2613.24
104-10-3 | SEDIMENT BARRIER | LF | 2462 | 0.75 | 1.2 | 1846.5 | 2954.4
104-18 | INLET PROTECTION SYSTEM | EA | 6 | 65 | 99.97 | 390 | 599.82
110-2-1 | CLEARING & GRUBBING (PUSH BUTTON CONTRACT) | AC | 0.6614 | 12000 | 16625.66 | 7932 | 10996.2115
110-4 | REMOVAL OF EXISTING CONCRETE PAVEMENT | SY | 153.3 | 13 | 14.22 | 1992.9 | 2179.926
522-1A | CONCRETE SIDEWALK AND DRIVEWAYS, 4" THICK (AND CONRETE REMOVAL) | SY | 206 | 95 | 35.43 | 19570 | 7298.58
570-1-1 | PERFORMANCE TURF | SY | 2010 | 8 | 0.92 | 16080 | 1849.2
| GRAND TOTAL |  |  |  |  | 181335.6 | 58498.6575

## 300-Signing & Pavement Markings (hidden)
ENGINEER'S ESTIMATE
FLORIDA DEPARTMENT OF TRANSPORTATION DISTRICT 7
Pay Item Number | Item Long Description | Unit of Measure | Quantity | Cost | Total
| #N/A | #N/A |  | #N/A
| #N/A | #N/A |  | #N/A
| #N/A | #N/A |  | #N/A
| #N/A | #N/A |  | #N/A
| #N/A | #N/A |  | #N/A
| #N/A | #N/A |  | #N/A
| #N/A | #N/A |  | #N/A
| #N/A | #N/A |  | #N/A
| #N/A | #N/A |  | #N/A
| #N/A | #N/A |  | #N/A
| #N/A | #N/A |  | #N/A
| #N/A | #N/A |  | #N/A
| #N/A | #N/A |  | #N/A
| #N/A | #N/A |  | #N/A
| #N/A | #N/A |  | #N/A
| #N/A | #N/A |  | #N/A
| #N/A | #N/A |  | #N/A
| #N/A | #N/A |  | #N/A
| #N/A | #N/A |  | #N/A
| #N/A | #N/A |  | #N/A
| #N/A | #N/A |  | #N/A
| #N/A | #N/A |  | #N/A
| #N/A | #N/A |  | #N/A
| #N/A | #N/A |  | #N/A
| #N/A | #N/A |  | #N/A
| #N/A | #N/A |  | #N/A
| #N/A | #N/A |  | #N/A
| #N/A | #N/A |  | #N/A
| #N/A | #N/A |  | #N/A
| #N/A | #N/A |  | #N/A
| #N/A | #N/A |  | #N/A
| #N/A | #N/A |  | #N/A
| #N/A | #N/A |  | #N/A
| #N/A | #N/A |  | #N/A
| #N/A | #N/A |  | #N/A
| #N/A | #N/A |  | #N/A
| #N/A | #N/A |  | #N/A
| #N/A | #N/A |  | #N/A
| #N/A | #N/A |  | #N/A
| #N/A | #N/A |  | #N/A
| #N/A | #N/A |  | #N/A
| #N/A | #N/A |  | #N/A
| GRAND TOTAL |  |  |  | 0

## 400-Lighting
ENGINEER'S ESTIMATE
FLORIDA DEPARTMENT OF TRANSPORTATION DISTRICT 7
Pay Item Number | Item Long Description | Unit | Quantity | UNIT COST |  | TOTAL COST | Total
|  |  |  | DBPB III | State Wide Avg | DBPB III | State Wide Avg
630-2-11 | CONDUIT (F&I) (OPEN TRENCH) (UNDERGROUND OR UNDER PAVEMENT) | LF | 55 | 6.6 | 5.69 | 363 | 312.95
630-2-12 | CONDUIT (F&I) (DIRECTIONAL BORE) | LF | 4316 | 20.35 | 15.84 | 87830.6 | 68365.44
635-2-11 | PULL & SPLICE BOX (F&I) (13" X 24" COVER SIZE) | EA | 30 | 539 | 581.49 | 16170 | 17444.7
639-1-122 | ELECTRICAL POWER SERVICE (F&I) (UNDERGROUND) (METER PURCHASED BY CONTRACTOR FROM POWER COMPANY) | AS | 1 | 3355 | 2962.47 | 3355 | 2962.47
639-3-11 | ELECTRICAL SERVICE DISCONNECT(F&I) (POLE MOUNT) | EA | 1 | 440 | 959.31 | 440 | 959.31
641-2-12 | PREST CONC POLE (F&I)(TYPE P-II SVC POLE) | EA | 1 | 1430 | 1336 | 1430 | 1336
641-2-70 | PREST CONC POLE (SHALLOW REMOVAL-POLES 30' AND GREATER) | EA | 1 | 5500 | 2077.85 | 5500 | 2077.85
715-1-12 | LIGHTING CONDUCTORS (F&I) (INSULATED) (NO. 8 TO NO. 6) | LF | 14765 | 1.43 | 1.27 | 21113.95 | 18751.55
715 1 13 | LIGHTING CONDUCTORS (F&I) (INSULATED) (NO. 4 TO NO. 2) | LF | 75 | 2.53 | 1.91 | 189.75 | 143.25
715-1-60 | LIGHTING CONDUCTORS (REMOVE & DISPOSE) (CONTRACTOR OWNS) | LF | 16362 | 2.2 | 0.24 | 35996.4 | 3926.88
715-4-022 | LIGHT POLE COMPLETE (F&I) (SPECIAL FOUNDATION) (WIND SPEED 130) (45') | EA | 23 | 8360 | 7474.9 | 192280 | 171922.7
715-4-122 | LIGHT POLE COMPLETE (F&I) (WIND SPEED 130) (POLE HEIGHT 45)' | EA | 3 | 5665 | 6040.82 | 16995 | 18122.46
715-4-600 | LIGHT POLE COMPLETE (REMOVE) | EA | 24 | 2200 | 529.15 | 52800 | 12699.6
715-7-11 | LOAD CENTER (F&I) (SECONDARY VOLTAGE) | EA | 1 | 12430 | 12066.32 | 12430 | 12066.32
715-7-42 | LOAD CENTER (REMOVE) (PRIMARY VOLTAGE) | EA | 1 | 1100 | 500 | 1100 | 500
715-11-111 | LUMINAIRE (F&I) (ROADWAY) (COBRA HEAD) | EA | 2 | 621.5 | 281.8 | 1243 | 563.6
715-500-1 | POLE CABLE DISTRIBUTION SYSTEM (CONVENTIONAL) | EA | 28 | 770 | 872.95 | 21560 | 24442.6
715-LED-ADD | LUMINAIRE, F&I, ROADWAY, (UPGRADE COST FOR LED) | EA | 26 | 557.34 | 535.29 | 14490.84 | 13917.54
| GRAND TOTAL |  |  |  |  | 485287.54 | 370515.22

## 500-Signalization (hidden)
ENGINEER'S ESTIMATE
FLORIDA DEPARTMENT OF TRANSPORTATION DISTRICT 7
Pay Item Number | Item Long Description | Unit of Measure | Quantity | Cost | Total
| #N/A | #N/A |  | #N/A
| #N/A | #N/A |  | #N/A
| #N/A | #N/A |  | #N/A
| #N/A | #N/A |  | #N/A
| #N/A | #N/A |  | #N/A
| #N/A | #N/A |  | #N/A
| #N/A | #N/A |  | #N/A
| #N/A | #N/A |  | #N/A
| #N/A | #N/A |  | #N/A
| #N/A | #N/A |  | #N/A
| #N/A | #N/A |  | #N/A
| #N/A | #N/A |  | #N/A
| #N/A | #N/A |  | #N/A
| #N/A | #N/A |  | #N/A
| #N/A | #N/A |  | #N/A
| #N/A | #N/A |  | #N/A
| #N/A | #N/A |  | #N/A
| #N/A | #N/A |  | #N/A
| #N/A | #N/A |  | #N/A
| #N/A | #N/A |  | #N/A
| #N/A | #N/A |  | #N/A
| #N/A | #N/A |  | #N/A
| #N/A | #N/A |  | #N/A
| #N/A | #N/A |  | #N/A
| #N/A | #N/A |  | #N/A
| #N/A | #N/A |  | #N/A
| #N/A | #N/A |  | #N/A
| #N/A | #N/A |  | #N/A
| #N/A | #N/A |  | #N/A
| #N/A | #N/A |  | #N/A
| #N/A | #N/A |  | #N/A
| #N/A | #N/A |  | #N/A
| #N/A | #N/A |  | #N/A
| #N/A | #N/A |  | #N/A
| #N/A | #N/A |  | #N/A
| #N/A | #N/A |  | #N/A
| #N/A | #N/A |  | #N/A
| #N/A | #N/A |  | #N/A
| #N/A | #N/A |  | #N/A
| #N/A | #N/A |  | #N/A
| #N/A | #N/A |  | #N/A
| #N/A | #N/A |  | #N/A
| GRAND TOTAL |  |  |  | 0

## 550-ITS (hidden)
ENGINEER'S ESTIMATE
FLORIDA DEPARTMENT OF TRANSPORTATION DISTRICT 7
Pay Item Number | Item Long Description | Unit of Measure | Quantity | Cost | Total
| #N/A | #N/A |  | #N/A
| #N/A | #N/A |  | #N/A
| #N/A | #N/A |  | #N/A
| #N/A | #N/A |  | #N/A
| #N/A | #N/A |  | #N/A
| #N/A | #N/A |  | #N/A
| #N/A | #N/A |  | #N/A
| #N/A | #N/A |  | #N/A
| #N/A | #N/A |  | #N/A
| #N/A | #N/A |  | #N/A
| #N/A | #N/A |  | #N/A
| #N/A | #N/A |  | #N/A
| #N/A | #N/A |  | #N/A
| #N/A | #N/A |  | #N/A
| #N/A | #N/A |  | #N/A
| #N/A | #N/A |  | #N/A
| #N/A | #N/A |  | #N/A
| #N/A | #N/A |  | #N/A
| #N/A | #N/A |  | #N/A
| #N/A | #N/A |  | #N/A
| #N/A | #N/A |  | #N/A
| #N/A | #N/A |  | #N/A
| #N/A | #N/A |  | #N/A
| #N/A | #N/A |  | #N/A
| #N/A | #N/A |  | #N/A
| #N/A | #N/A |  | #N/A
| #N/A | #N/A |  | #N/A
| #N/A | #N/A |  | #N/A
| #N/A | #N/A |  | #N/A
| #N/A | #N/A |  | #N/A
| #N/A | #N/A |  | #N/A
| #N/A | #N/A |  | #N/A
| #N/A | #N/A |  | #N/A
| #N/A | #N/A |  | #N/A
| #N/A | #N/A |  | #N/A
| #N/A | #N/A |  | #N/A
| #N/A | #N/A |  | #N/A
| #N/A | #N/A |  | #N/A
| #N/A | #N/A |  | #N/A
| #N/A | #N/A |  | #N/A
| #N/A | #N/A |  | #N/A
| #N/A | #N/A |  | #N/A
| GRAND TOTAL |  |  |  | 0

## 600-Landscape-Peripherals (hidden)
ENGINEER'S ESTIMATE
FLORIDA DEPARTMENT OF TRANSPORTATION DISTRICT 7
Pay Item Number | Item Long Description | Unit of Measure | Quantity | Cost | Total
| #N/A | #N/A |  | #N/A
| #N/A | #N/A |  | #N/A
| #N/A | #N/A |  | #N/A
| #N/A | #N/A |  | #N/A
| #N/A | #N/A |  | #N/A
| #N/A | #N/A |  | #N/A
| #N/A | #N/A |  | #N/A
| #N/A | #N/A |  | #N/A
| #N/A | #N/A |  | #N/A
| #N/A | #N/A |  | #N/A
| #N/A | #N/A |  | #N/A
| #N/A | #N/A |  | #N/A
| #N/A | #N/A |  | #N/A
| #N/A | #N/A |  | #N/A
| #N/A | #N/A |  | #N/A
| #N/A | #N/A |  | #N/A
| #N/A | #N/A |  | #N/A
| #N/A | #N/A |  | #N/A
| #N/A | #N/A |  | #N/A
| #N/A | #N/A |  | #N/A
| #N/A | #N/A |  | #N/A
| #N/A | #N/A |  | #N/A
| #N/A | #N/A |  | #N/A
| #N/A | #N/A |  | #N/A
| #N/A | #N/A |  | #N/A
| #N/A | #N/A |  | #N/A
| #N/A | #N/A |  | #N/A
| #N/A | #N/A |  | #N/A
| #N/A | #N/A |  | #N/A
| #N/A | #N/A |  | #N/A
| #N/A | #N/A |  | #N/A
| #N/A | #N/A |  | #N/A
| #N/A | #N/A |  | #N/A
| #N/A | #N/A |  | #N/A
| #N/A | #N/A |  | #N/A
| #N/A | #N/A |  | #N/A
| #N/A | #N/A |  | #N/A
| #N/A | #N/A |  | #N/A
| #N/A | #N/A |  | #N/A
| #N/A | #N/A |  | #N/A
| #N/A | #N/A |  | #N/A
| #N/A | #N/A |  | #N/A
| GRAND TOTAL |  |  |  | 0

## 700-Utilities (hidden)
ENGINEER'S ESTIMATE
FLORIDA DEPARTMENT OF TRANSPORTATION DISTRICT 7
Pay Item Number | Item Long Description | Unit of Measure | Quantity | Cost | Total
| #N/A | #N/A |  | #N/A
| #N/A | #N/A |  | #N/A
| #N/A | #N/A |  | #N/A
| #N/A | #N/A |  | #N/A
| #N/A | #N/A |  | #N/A
| #N/A | #N/A |  | #N/A
| #N/A | #N/A |  | #N/A
| #N/A | #N/A |  | #N/A
| #N/A | #N/A |  | #N/A
| #N/A | #N/A |  | #N/A
| #N/A | #N/A |  | #N/A
| #N/A | #N/A |  | #N/A
| #N/A | #N/A |  | #N/A
| #N/A | #N/A |  | #N/A
| #N/A | #N/A |  | #N/A
| #N/A | #N/A |  | #N/A
| #N/A | #N/A |  | #N/A
| #N/A | #N/A |  | #N/A
| #N/A | #N/A |  | #N/A
| #N/A | #N/A |  | #N/A
| #N/A | #N/A |  | #N/A
| #N/A | #N/A |  | #N/A
| #N/A | #N/A |  | #N/A
| #N/A | #N/A |  | #N/A
| #N/A | #N/A |  | #N/A
| #N/A | #N/A |  | #N/A
| #N/A | #N/A |  | #N/A
| #N/A | #N/A |  | #N/A
| #N/A | #N/A |  | #N/A
| #N/A | #N/A |  | #N/A
| #N/A | #N/A |  | #N/A
| #N/A | #N/A |  | #N/A
| #N/A | #N/A |  | #N/A
| #N/A | #N/A |  | #N/A
| #N/A | #N/A |  | #N/A
| #N/A | #N/A |  | #N/A
| #N/A | #N/A |  | #N/A
| #N/A | #N/A |  | #N/A
| #N/A | #N/A |  | #N/A
| #N/A | #N/A |  | #N/A
| #N/A | #N/A |  | #N/A
| #N/A | #N/A |  | #N/A
| GRAND TOTAL |  |  |  | 0

## 800-Architectural (hidden)
ENGINEER'S ESTIMATE
FLORIDA DEPARTMENT OF TRANSPORTATION DISTRICT 7
Pay Item Number | Item Long Description | Unit of Measure | Quantity | Cost | Total
| #N/A | #N/A |  | #N/A
| #N/A | #N/A |  | #N/A
| #N/A | #N/A |  | #N/A
| #N/A | #N/A |  | #N/A
| #N/A | #N/A |  | #N/A
| #N/A | #N/A |  | #N/A
| #N/A | #N/A |  | #N/A
| #N/A | #N/A |  | #N/A
| #N/A | #N/A |  | #N/A
| #N/A | #N/A |  | #N/A
| #N/A | #N/A |  | #N/A
| #N/A | #N/A |  | #N/A
| #N/A | #N/A |  | #N/A
| #N/A | #N/A |  | #N/A
| #N/A | #N/A |  | #N/A
| #N/A | #N/A |  | #N/A
| #N/A | #N/A |  | #N/A
| #N/A | #N/A |  | #N/A
| #N/A | #N/A |  | #N/A
| #N/A | #N/A |  | #N/A
| #N/A | #N/A |  | #N/A
| #N/A | #N/A |  | #N/A
| #N/A | #N/A |  | #N/A
| #N/A | #N/A |  | #N/A
| #N/A | #N/A |  | #N/A
| #N/A | #N/A |  | #N/A
| #N/A | #N/A |  | #N/A
| #N/A | #N/A |  | #N/A
| #N/A | #N/A |  | #N/A
| #N/A | #N/A |  | #N/A
| #N/A | #N/A |  | #N/A
| #N/A | #N/A |  | #N/A
| #N/A | #N/A |  | #N/A
| #N/A | #N/A |  | #N/A
| #N/A | #N/A |  | #N/A
| #N/A | #N/A |  | #N/A
| #N/A | #N/A |  | #N/A
| #N/A | #N/A |  | #N/A
| #N/A | #N/A |  | #N/A
| #N/A | #N/A |  | #N/A
| #N/A | #N/A |  | #N/A
| #N/A | #N/A |  | #N/A
| GRAND TOTAL |  |  |  | 0

## 900-Mass Transit (hidden)
ENGINEER'S ESTIMATE
FLORIDA DEPARTMENT OF TRANSPORTATION DISTRICT 7
Pay Item Number | Item Long Description | Unit of Measure | Quantity | Cost | Total
| #N/A | #N/A |  | #N/A
| #N/A | #N/A |  | #N/A
| #N/A | #N/A |  | #N/A
| #N/A | #N/A |  | #N/A
| #N/A | #N/A |  | #N/A
| #N/A | #N/A |  | #N/A
| #N/A | #N/A |  | #N/A
| #N/A | #N/A |  | #N/A
| #N/A | #N/A |  | #N/A
| #N/A | #N/A |  | #N/A
| #N/A | #N/A |  | #N/A
| #N/A | #N/A |  | #N/A
| #N/A | #N/A |  | #N/A
| #N/A | #N/A |  | #N/A
| #N/A | #N/A |  | #N/A
| #N/A | #N/A |  | #N/A
| #N/A | #N/A |  | #N/A
| #N/A | #N/A |  | #N/A
| #N/A | #N/A |  | #N/A
| #N/A | #N/A |  | #N/A
| #N/A | #N/A |  | #N/A
| #N/A | #N/A |  | #N/A
| #N/A | #N/A |  | #N/A
| #N/A | #N/A |  | #N/A
| #N/A | #N/A |  | #N/A
| #N/A | #N/A |  | #N/A
| #N/A | #N/A |  | #N/A
| #N/A | #N/A |  | #N/A
| #N/A | #N/A |  | #N/A
| #N/A | #N/A |  | #N/A
| #N/A | #N/A |  | #N/A
| #N/A | #N/A |  | #N/A
| #N/A | #N/A |  | #N/A
| #N/A | #N/A |  | #N/A
| #N/A | #N/A |  | #N/A
| #N/A | #N/A |  | #N/A
| #N/A | #N/A |  | #N/A
| #N/A | #N/A |  | #N/A
| #N/A | #N/A |  | #N/A
| #N/A | #N/A |  | #N/A
| #N/A | #N/A |  | #N/A
| #N/A | #N/A |  | #N/A
| GRAND TOTAL |  |  |  | 0

## 1000-Invalid (hidden)
ENGINEER'S ESTIMATE
FLORIDA DEPARTMENT OF TRANSPORTATION DISTRICT 7
Pay Item Number | Item Long Description | Unit of Measure | Quantity | Cost | Total
| #N/A | #N/A |  | #N/A
| #N/A | #N/A |  | #N/A
| #N/A | #N/A |  | #N/A
| #N/A | #N/A |  | #N/A
| #N/A | #N/A |  | #N/A
| #N/A | #N/A |  | #N/A
| #N/A | #N/A |  | #N/A
| #N/A | #N/A |  | #N/A
| #N/A | #N/A |  | #N/A
| #N/A | #N/A |  | #N/A
| #N/A | #N/A |  | #N/A
| #N/A | #N/A |  | #N/A
| #N/A | #N/A |  | #N/A
| #N/A | #N/A |  | #N/A
| #N/A | #N/A |  | #N/A
| #N/A | #N/A |  | #N/A
| #N/A | #N/A |  | #N/A
| #N/A | #N/A |  | #N/A
| #N/A | #N/A |  | #N/A
| #N/A | #N/A |  | #N/A
| #N/A | #N/A |  | #N/A
| #N/A | #N/A |  | #N/A
| #N/A | #N/A |  | #N/A
| #N/A | #N/A |  | #N/A
| #N/A | #N/A |  | #N/A
| #N/A | #N/A |  | #N/A
| #N/A | #N/A |  | #N/A
| #N/A | #N/A |  | #N/A
| #N/A | #N/A |  | #N/A
| #N/A | #N/A |  | #N/A
| #N/A | #N/A |  | #N/A
| #N/A | #N/A |  | #N/A
| #N/A | #N/A |  | #N/A
| #N/A | #N/A |  | #N/A
| #N/A | #N/A |  | #N/A
| #N/A | #N/A |  | #N/A
| #N/A | #N/A |  | #N/A
| #N/A | #N/A |  | #N/A
| #N/A | #N/A |  | #N/A
| #N/A | #N/A |  | #N/A
| #N/A | #N/A |  | #N/A
| #N/A | #N/A |  | #N/A
| GRAND TOTAL |  |  |  | 0

## PayItem15
Item Number | Item Long Description | Unit ofMeasure | Cost
102-2-1 | SPECIAL DETOUR 1 | LS | 5000
102-3 | COMMERCIAL MATERIAL FOR DRIVEWAY MAINTENANCE | CY | 30
102-11 | SERVICE PATROL- ROAD RANGER OR SIMILAR | MH | 150
102-14 | TRAFFIC CONTROL OFFICER | MH | 52
102-60 | WORK ZONE SIGN | ED | 0.4
102-61 | BUSINESS SIGN | EA | 80
102-62 | BARRIER MOUNTED WORK ZONE SIGN | ED | 350
102-71-11 | BARRIER WALL, TEMPORARY, F&I, CONCRETE | LF | 20
102-71-12 | BARRIER WALL, TEMPORARY, F&I, WATERFILLED | LF | 27
102-71-13 | BARRIER WALL, TEMPORARY, F&I, LOW PROFILE, CONCRETE | LF | 43.5
102-71-21 | BARRIER WALL, TEMPORARY, RELOCATE, CONCRETE | LF | 10
102-71-22 | BARRIER WALL, TEMPORARY, RELOCATE, WATERFILLED | LF | 12
102-71-23 | BARRIER WALL, TEMPORARY, RELOCATE, LOW PROFILE, CONCRETE | LF | 10
102-74-1 | CHANNELIZING DEVICE (TYPES I, II, D1, VP, DRUM, VEHICULAR LONGITUDINAL CHANNELIZATION DEVICE) | ED | 0.4
102-74-2 | CHANNELIZING DEVICE (TEMPORARY)(TYPE III) (6') | ED | 2
102-74-5 | CHANNELIZING DEVICE - PEDESTRIAN LCD | LF | 22
102-75-1 | TEMPORARY SEPARATOR, F&I, REMOVE | LF | 25
102- 76 | ARROW BOARD / ADVANCE WARNING ARROW PANEL | ED | 6
102-77 | HIGH INTENSITY FLASHING LIGHTS, TEMP, TYPE B | ED | 0.4
102-78 | TEMPORARY RETROREFLECTIVE PAVEMENT MARKER | EA | 4.44
102-79 | TYPE C STEADY BURN LIGHT, TEMPORARY, BARRIER WALL MOUNT | ED | 0.25
102-89 | TEMPORARY CRASH CUSHION-REDIRECTIVE | LO | 3000
102-99 | PORTABLE CHANGEABLE MESSAGE SIGN, TEMPORARY | ED | 15
102-104 | TEMPORARY SIGNALIZATION AND MAINTENANCE OF INTERSECTION | ED | 132
102-107-1 | TEMPORARY TRAFFIC DETECTION AND MAINTENANCE OF INTERSECTION | ED | 105.6
102-150-1 | PORTABLE REGULATORY SIGN | ED | 15
102-150-2 | RADAR SPEED DISPLAY UNIT | ED | 25
102-911-1 | REMOVABLE TAPE PAVEMENT MARKING, WHITE/ BLACK, SKIP | LF | 3.33
102-911-2 | REMOVABLE TAPE PAVEMENT MARKING, WHITE/ BLACK, SOLID | LF | 3.33
102-912-1 | REMOVABLE TAPE PAVEMENT MARKING, YELLOW, SKIP | LF | 3.33
102-912-2 | REMOVABLE TAPE PAVEMENT MARKING, YELLOW, SOLID | LF | 3.33
104-1 | ARTIFICIAL COVERINGS / ROLLED EROSION CONTROL PRODUCTS | SY | 3.33
104-10-3 | SEDIMENT BARRIER | LF | 0.75
104-12 | STAKED TURBIDITY BARRIER-NYLON REINFORCED PVC | LF | 4.5
104-18 | INLET PROTECTION SYSTEM | EA | 65
107-1 | LITTER REMOVAL AND DISPOSAL | AC | 100
107-2 | MOWING | AC | 100
110-1-1 | CLEARING & GRUBBING | LS | 5000
110-2-1 | CLEARING & GRUBBING (PUSH BUTTON CONTRACT) | AC | 12000
110-3 | REMOVAL OF EXISTING STRUCTURE | LS | 1500
110-4 | REMOVAL OF EXISTING CONCRETE PAVEMENT | SY | 13
110-4-1 | REMOVAL OF EXISTING CONCRETE PAVEMENT (CONCRETE SIDEWALK - PUSH BUTTON/MAINTENANCE ONLY) | SF | 10
110-15-1 | ARBORIST WORK (TREE TRIMMING-LIMBS AND ROOTS) | EA | 500
110-15-4 | ARBORIST WORK (RELOCATE TREE) | EA | 500
110-86 | DELIVERY OF SALVAGEABLE MATERIAL TO FDOT | LS | 250
120-1 | REGULAR EXCAVATION | CY | 25
120-2 | BORROW EXCAVATION | CY | 20
120-3 | LATERAL DITCH EXCAVATION | CY | 28
120-4 | SUBSOIL EXCAVATION | CY | 23
120-6 | EMBANKMENT | CY | 28
121-70 | FLOWABLE FILL | CY | 250
125-1 | EXCAVATION FOR STRUTURES | CY | 25
125-3 | SELECT BEDDING MATERIAL | CY | 30
142-70 | SAND FILL | CY | 40
160-4 | TYPE B STABILIZATION | SY | 18
162-1-11 | PREPARED SOIL LAYER (FINISH SOIL LAYER) (6" DEPTH) | SY | 10
285-706 | OPTIONAL BASE, BASE GROUP 06 | SY | 24
285-709 | OPTIONAL BASE, BASE GROUP 09 | SY | 27
285-710 | OPTIONAL BASE, BASE GROUP 10 | SY | 28
285-713 | OPTIONAL BASE, BASE GROUP 13 | SY | 100
285-715 | OPTIONAL BASE, BASE GROUP 15 | SY | 140
327-70-1 | MILLING EXIST ASPH PAVT, 1" AVG DEPTH | SY | 7.5
327-70-5 | MILLING EXIST ASPH PAVT, 2" AVG DEPTH | SY | 23
327-70-6 | MILLING EXIST ASPH PAVT, 1 1/2" AVG DEPTH | SY | 23
327-70-8 | MILLING EXIST ASPH PAVT, 2 1/2" AVG DEPTH | SY | 26
327-70-11 | MILLING EXIST ASPH PAVT, 2 1/4" AVG DEPTH | SY | 26
327-70-19 | MILLING EXIST ASPH PAVT, 3/4" AVG DEPTH | SY | 6
334-1-11 | SUPERPAVE ASPHALTIC CONC, TRAFFIC A, 1-99 TONS | TN | 330
334-1-11 | SUPERPAVE ASPHALTIC CONC, TRAFFIC A, 100-199 TONS | TN | 330
334-1-11 | SUPERPAVE ASPHALTIC CONC, TRAFFIC A, 200-299 TONS | TN | 285
334-1-11 | SUPERPAVE ASPHALTIC CONC, TRAFFIC A, 300 TONS OR MORE | TN | 198
334-1-12 | SUPERPAVE ASPHALTIC CONC, TRAFFIC B, 1-99 TONS | TN | 198
334-1-12 | SUPERPAVE ASPHALTIC CONC, TRAFFIC B, 100-199 TONS | TN | 198
334-1-12 | SUPERPAVE ASPHALTIC CONC, TRAFFIC B, 200-299 TONS | TN | 198
334-1-12 | SUPERPAVE ASPHALTIC CONC, TRAFFIC B, 300 TONS OR MORE | TN | 198
334-1-13 | SUPERPAVE ASPHALTIC CONC, TRAFFIC C, 1-99 TONS | TN | 165
334-1-13 | SUPERPAVE ASPHALTIC CONC, TRAFFIC C, 100-199 TONS | TN | 165
334-1-13 | SUPERPAVE ASPHALTIC CONC, TRAFFIC C, 200-299 TONS | TN | 165
334-1-13 | SUPERPAVE ASPHALTIC CONC, TRAFFIC C, 300 TONS OR MORE | TN | 165
337-7-24 | ASPHALT CONCRETE FRICTION COURSE (FC-5, PG 76-22, ARB), 1-99 TONS | TN | 495
337-7-24 | ASPHALT CONCRETE FRICTION COURSE (FC-5, PG 76-22, ARB), 100-199 TONS | TN | 495
337-7-24 | ASPHALT CONCRETE FRICTION COURSE (FC-5, PG 76-22, ARB), 200-299 TONS | TN | 412
337-7-24 | ASPHALT CONCRETE FRICTION COURSE (FC-5, PG 76-22, ARB), 300 TONS OR MORE | TN | 412
337-7-71 | ASPHALT CONCRETE FRICTION COURSE (TRAFFIC B) (FC-9.5, PC 76-22, ARB), 1-99 TONS | TN | 315
337-7-71 | ASPHALT CONCRETE FRICTION COURSE (TRAFFIC B) (FC-9.5, PC 76-22, ARB), 100-199 TONS | TN | 315
337-7-71 | ASPHALT CONCRETE FRICTION COURSE (TRAFFIC B) (FC-9.5, PC 76-22, ARB), 200-299 TONS | TN | 315
337-7-71 | ASPHALT CONCRETE FRICTION COURSE (TRAFFIC B) (FC-9.5, PC 76-22, ARB), 300 TONS OR MORE | TN | 315
337-7-72 | ASPHALT CONCRETE FRICTION COURSE (TRAFFIC B) (FC-12.5, PG 76-22, ARB), 1-99 TONS | TN | 313
337-7-72 | ASPHALT CONCRETE FRICTION COURSE (TRAFFIC B) (FC-12.5, PC 76-22, ARB), 100-199 TONS | TN | 313
337-7-72 | ASPHALT CONCRETE FRICTION COURSE (TRAFFIC B) (FC-12.5, PC 76-22, ARB), 200-299 TONS | TN | 313
337-7-72 | ASPHALT CONCRETE FRICTION COURSE (TRAFFIC B) (FC-12.5, PC 76-22, ARB), 300 TONS OR MORE | TN | 313
337-7-73 | ASPHALT CONCRETE FRICTION COURSE (TRAFFIC C) (FC-9.5, PG 76-22, ARB), 1-99 TONS | TN | 315
337-7-73 | ASPHALT CONCRETE FRICTION COURSE (TRAFFIC C) (FC-9.5, PG 76-22, ARB), 100-199 TONS | TN | 315
337-7-73 | ASPHALT CONCRETE FRICTION COURSE (TRAFFIC C) (FC-9.5, PG 76-22, ARB), 200-299 TONS | TN | 315
337-7-73 | ASPHALT CONCRETE FRICTION COURSE (TRAFFIC C) (FC-9.5, PG 76-22, ARB), 300 TONS OR MORE | TN | 313
337-7-74 | ASPHALT CONCRETE FRICTION COURSE (TRAFFIC C) (FC-12.5, PG 76-22, ARB), 1-99 TONS | TN | 313
337-7-74 | ASPHALT CONCRETE FRICTION COURSE (TRAFFIC C) (FC-12.5, PG 76-22, ARB), 100-199 TONS | TN | 313
337-7-74 | ASPHALT CONCRETE FRICTION COURSE (TRAFFIC C) (FC-12.5, PG 76-22, ARB), 200-299 TONS | TN | 313
337-7-74 | ASPHALT CONCRETE FRICTION COURSE (TRAFFIC C) (FC-12.5, PG 76-22, ARB), 300 TONS OR MORE | TN | 313
339-1 | MISCELLANEOUS ASPHALT PAVEMENT | TN | 440
400-0-11 | CONCRETE CLASS NS, GRAVITY WALL | CY | 800
400-1-2 | CONCRETE CLASS 1, ENDWALLS | CY | 800
400-9 | BRIDGE DECK GROOVING AND PLANING-DECK THICKNESS 8.5" OR GREATER | SY | 18
400-136 | EPOXY CONCRETE OVERLAY-STRUCTURES REHAB | SY | 85
403-1 | EPOXY CONCRETE OVERLAY FOR CONCRETE BRIDGE DECKS | SY | 85
425-1-351 | INLETS, CURB, P-5 <10' | EA | 5900
425-1-361 | INLETS, CURB, P-6 <10' | EA | 6500
425-1-471 | INLETS, CURB, TYPE 7, <10' | EA | 8000
425-1-521 | INLETS, DT BOT, TYPE C, <10' | EA | 6500
425-1-551 | INLETS, DT BOT, TYPE E, <10' | EA | 8500
425-1-910 | INLETS, CLOSED FLUME | EA | 4500
425-2-43 | MANHOLES, P-7, PARTIAL | EA | 3000
425-2-61 | MANHOLES, P-8, <10' | EA | 4500
425-2-63 | MANHOLES, P-8, PARTIAL | EA | 3000
425-4 | ADJUSTING INLETS | EA | 3500
425-5 | ADJUSTING MANHOLES | EA | 3500
425-6 | ADJUSTING VALVE BOXES | EA | 1500
425-11 | DRAINAGE STRUCTURE - MODIFY EXISTING | EA | 4500
430-174-118 | PIPE CULVERT, OPTIONAL MATERIAL, OTHER SHAPE- ELLIP/ARCH, 18"SD | LF | 120
430-174-124 | PIPE CULVERT, OPTIONAL MATERIAL, ROUND, 24"SD | LF | 130
430-174-130 | PIPE CULVERT, OPTIONAL MATERIAL, ROUND, 30"SD | LF | 140
430-175-118 | PIPE CULVERT, OPTIONAL MATERIAL, ROUND, 18"S/CD | LF | 120
430-175-124 | PIPE CULVERT, OPTIONAL MATERIAL, ROUND, 24"S/CD | LF | 130
430-175-130 | PIPE CULVERT, OPTIONAL MATERIAL, ROUND, 30"S/CD | LF | 150
430-175-136 | PIPE CULVERT, OPTIONAL MATERIAL, ROUND, 36"S/CD | LF | 190
430-175-140 | PIPE CULVERT, OPTIONAL MATERIAL, ROUND, 40"S/CD | LF | 220
430-175-218 | PIPE CULVERT, OPTIONAL MATERIAL, OTHER SHAPE- ELLIP/ARCH, 18"S/CD | LF | 140
430-175-224 | PIPE CULVERT, OPTIONAL MATERIAL, OTHER SHAPE- ELLIP/ARCH, 24"S/CD | LF | 150
430-175-230 | PIPE CULVERT, OPTIONAL MATERIAL, OTHER SHAPE- ELLIP/ARCH, 30"S/CD | LF | 180
430-982-125 | MITERED END SECTION, OPTIONAL ROUND, 18" CD | EA | 3500
430-982-129 | MITERED END SECTION, OPTIONAL ROUND, 24" CD | EA | 4000
430-982-133 | MITERED END SECTION, OPTIONAL ROUND, 30" CD | EA | 4500
430-982-138 | MITERED END SECTION, OPTIONAL ROUND, 36" CD | EA | 5000
430-984-129 | MITERED END SECTION, OPTIONAL ROUND, 24" SD | EA | 4000
515-2-211 | PEDESTRIAN / BICYCLE RAILING, STEEL, 42" TYPE I | LF | 118
515-2-221 | PEDESTRIAN / BICYCLE RAILING, STEEL, 54" TYPE I | LF | 135
520-1-7 | CONCRETE CURB & GUTTER, TYPE E | LF | 35
520-1-10 | CONCRETE CURB & GUTTER, TYPE F | LF | 35
520-2-1 | CONCRETE CURB, TYPE A | LF | 25
520-2-2 | CONCRETE CURB, TYPE B | LF | 25
520-2-4 | CONCRETE CURB, TYPE D | LF | 25
520-3 | GUTTER VALLEY CONC | LF | 35
520-5-11 | TRAFFIC SEPARATOR CONCRETE - TYPE I, 4' WIDE | LF | 60
520-5-12 | TRAFFIC SEPARATOR CONCRETE - TYPE I, 6' WIDE | LF | 65
520-5-16 | TRAFFIC SEPARATOR CONCRETE - TYPE I, 8.5' WIDE | LF | 75
520-5-41 | TRAFFIC SEPARATOR CONCRETE, TYPE IV, 4' WIDE | LF | 55
520-5-42 | TRAFFIC SEPARATOR CONCRETE, TYPE IV, 6' WIDE | LF | 65
520-5-46 | TRAFFIC SEPARATOR CONCRETE, TYPE IV, 8.5' WIDE | LF | 75
520-70 | CONCRETE TRAFFIC SEPARATOR, SPECIAL - VARIABLE WIDTH | SY | 85
521-72-2 | SHOULDER CONCRETE BARRIER WALL-BOX CULVERT | LF | 250
521-72-3 | SHOULDER CONCRETE BARRIER WALL-RIGID SHOULDER | LF | 250
521-72-4 | SHOULDER CONCRETE BARRIER WALL-RIGID RETAINING | LF | 250
521-72-5 | SHOULDER CONCRETE BARRIER WALL-RIGID CURB & GUTTER | LF | 275
521-72-7 | SHOULDER CONCRETE BARRIER WALL-RIGID SHOULDER WITH 8' SOUND/NOISE WALL | LF | 550
521-72-10 | SHOULDER CONCRETE BARRIER WALL-RIGID SHOULDER 42" | LF | 300
521-72-11 | SHOULDER CONCRETE BARRIER WALL-RIGID SHOULDER 54" | LF | 350
521-72-20 | SHOULDER CONCRETE BARRIER WALL-F SHAPE WITH 8' SOUND/NOISE WALL | LF | 475
521-72-21 | SHOULDER CONCRETE BARRIER WALL-F SHAPE WITH 10' SOUND/NOISE WALL | LF | 500
521-72-22 | SHOULDER CONCRETE BARRIER WALL-F SHAPE WITH 12' SOUND/NOISE WALL | LF | 575
522-1 | CONCRETE SIDEWALK AND DRIVEWAYS, 4" THICK | SY | 50
522-1A | CONCRETE SIDEWALK AND DRIVEWAYS, 4" THICK (AND CONRETE REMOVAL) | SY | 95
522-2 | CONCRETE SIDEWALK AND DRIVEWAYS, 6" THICK | SY | 55
522-2A | CONCRETE SIDEWALK AND DRIVEWAYS, 6" THICK (AND CONCRETE REMOVAL) | SY | 100
522-3 | BUS BAY/BOARDING PAD - CONCRETE | SY | 75
522-4 | BUS SHELTER PAD - CONCRETE | SY | 60
523-1 | PATTERNED PAVEMENT, VEHICULAR AREAS | SY | 80
523-1-3 | PATTERNED PAVEMENT, VEHICULAR AREAS - GREEN BIKE LANE | SY | 70
524-1-1 | CONCRETE DITCH PAVT, NON REINFORCED, 3" | SY | 70
527-2 | DETECTABLE WARNINGS | SF | 60
536-1-1 | GUARDRAIL - ROADWAY | LF | 17.6
536-1-2 | GUARDRAIL‐ BRIDGE | LF | 225.5
536-1-3 | GUARDRAIL‐ ROADWAY, DOUBLE FACE | LF | 25.3
536-1-5 | GUARDRAIL‐ ROADWAY, THRIE BEAM | LF | 23.65
536-1-9 | GUARDRAIL‐ ROADWAY, THRIE BEAM-DOUBLE FACE | LF | 37.4
536-1-11 | GUARDRAIL‐ ROADWAY, MODIFIED THRIE BEAM | LF | 31.35
536-1-12 | GUARDRAIL‐ ROADWAY, MODIFIED THRIE BEAM-DOUBLE FACE | LF | 50.05
536-1-13 | GUARDRAIL‐ ROADWAY, INSTALL ONLY | LF | 6.71
536-2 | GUARDRAIL - SHOP BENT PANELS | LF | 24.75
536-5-1 | RUB RAIL FOR GUARDRAIL, SINGLE SIDED | LF | 7.59
536-5-2 | RUB RAIL FOR GUARDRAIL, DOUBLE SIDED | LF | 14.3
536-7 | SPECIAL GUARDRAIL POST | EA | 346.5
536-8 | GUARDRAIL BRIDGE ANCHORAGE ASSEMBLY (FURNISH & INSTALL) | EA | 2915
536-8-1 | GUARDRAIL BRIDGE ANCHORAGE ASSEMBLY (INSTALL) | EA | 737
536-8-6 | GUARDRAIL BRIDGE ANCHORAGE ASSEMBLY (REMOVE) | EA | 368.5
536-73 | GUARDRAIL REMOVAL | LF | 2.2
536-76 | GUARDRAIL POSTS- SPECIAL LENGTH | EA | 74.8
536-82 | GUARDRAIL ANCHORAGE- CONCRETE BARRIER ANCHORAGE ASSEMBLY | EA | 2805
536-83-1 | GUARDRAIL POST REPLACEMENT (REGULAR) | EA | 95.15
536-85-22 | GUARDRAIL END ANCHORAGE ASSEMBLY (FLARED) | EA | 1980
536-85-24 | GUARDRAIL END ANCHORAGE ASSEMBLY (PARALLEL) | EA | 2255
536-85-25 | GUARDRAIL END ANCHORAGE ASSEMBLY (TYPE II) | EA | 946
536-85-26 | GUARDRAIL END ANCHORAGE ASSEMBLY (TYPE CRT) | EA | 2145
536-85-27 | GUARDRAIL END ANCHORAGE ASSEMBLY (DOUBLE FACE TERMINAL) | EA | 1017.5
538-1 | GUARDRAIL (RESET) | LF | 9.24
539-80-111 | OPAQUE VISUAL BARRIER-(FURNISH & INSTALL) (CONCRETE) (2'3" HEIGHT) | LF | 45
544-75-1 | CRASH CUSHION (OPTIONAL) | EA | 27500
546-72-52 | RUMBLE STRIPS, GROUND-IN, 16" CENTER LINE | GM | 1200
546-72-53 | RUMBLE STRIPS, GROUND-IN, 8" EDGE LINE | GM | 1100
550-10-335 | FENCING, TYPE R, 6.1 - 7.0', VERTICAL | LF | 108
550-10-354 | FENCING, TYPE R, 8.1 - 10.0', W/ PARTIAL ENCLOSURE, TYPE R ONLY | LF | 124
570-1-1 | PERFORMANCE TURF | SY | 8
570-1-2 | PERFORMANCE TURF, SOD | SY | 5.5
571-1-11 | PLASTIC EROSION MAT, TURF REINFORCED MAT, TYPE 1 | SY | 25
630-2-11 | CONDUIT (F&I) (OPEN TRENCH) (UNDERGROUND OR UNDER PAVEMENT) | LF | 6.6
630-2-12 | CONDUIT (F&I) (DIRECTIONAL BORE) | LF | 20.35
630-2-13 | CONDUIT (F&I)(JACKED & BORE) | LF | 87.45
630-2-14 | CONDUIT (F&I)(ABOVE GROUND) | LF | 26.4
630-2-15 | CONDUIT (F&I)(BRIDGE MOUNTED) | LF | 42.35
630-2-65 | CONDUIT (REMOVE) | LF | 6.27
632-7-1 | SIGNAL CABLE (NEW OR RECONSTRUCTED INTERSECTION - FURNISH & INSTALL) | PI | 4125
632-7-2 | SIGNAL CABLE (F&I) (REPAIR / REPLACE / OTHER) | LF | 2.2
632-7-4 | SIGNAL CABLE (ADJUST) | PI | 412.5
632-7-6 | SIGNAL CABLE (REMOVE) (WITHIN INTERSECTION) | PI | 2750
632-7-7 | SIGNAL CABLE (REMOVE) (OUTSIDE INTERSECTION) | LF | 1.43
633-1-111 | FIBER OPTIC CABLE (F&I) (OVERHEAD) (2 TO 12 FIBERS) | LF | 1.87
633-1-112 | FIBER OPTIC CABLE (F&I) (OVERHEAD) (13 TO 48 FIBERS) | LF | 2.2
633-1-113 | FIBER OPTIC CABLE (F&I) (OVERHEAD (49 TO 96 FIBERS) | LF | 2.64
633-1-114 | FIBER OPTIC CABLE (F&I) (OVERHEAD) (97 TO 144 FIBERS) | LF | 3.19
633-1-121 | FIBER OPTIC CABLE (F&I) (UNDERGROUND) (2 TO 12 FIBERS) | LF | 1.76
633-1-122 | FIBER OPTIC CABLE (F&I) (UNDERGROUND) (13 TO 48 FIBERS) | LF | 2.2
633-1-123 | FIBER OPTIC CABLE (F&I) (UNDERGROUND) (49 TO 96 FIBERS) | LF | 2.64
633-1-124 | FIBER OPTIC CABLE (F&I) (UNDERGROUND) (97 TO 144 FIBERS) | LF | 3.19
633-1-310 | FIBER OPTIC CABLE (INSTALL) (OVERHEAD) | LF | 1.32
633-1-320 | FIBER OPTIC CABLE (INSTALL) (UNDERGROUND) | LF | 1.32
633-1-410 | FIBER OPTIC CABLE (RELOCATE) (OVERHEAD) | LF | 2.53
633-1-420 | FIBER OPTIC CABLE (RELOCATE) (UNDERGROUND) | LF | 2.53
633-1-610 | FIBER OPTIC CABLE (REMOVE) (OVERHEAD) | LF | 0.605
633-1-620 | FIBER OPTIC CABLE (REMOVE) (UNDERGROUND) | LF | 0.55
633-2-31 | FIBER OPTIC CONNECTION (INSTALL) (SPLICE) | EA | 44
633-2-32 | FIBER OPTIC CONNECTION (INSTALL) (TERMINATION) | EA | 94.6
633-3-11 | FIBER OPTIC CONNECTION HARDWARE (F&I) (SPLICE ENCLOSURE) | EA | 786.5
633-3-12 | FIBER OPTIC CONNECTION HARDWARE (F&I) (SPLICE TRAY) | EA | 69.3
633-3-13 | FIBER OPTIC CONNECTION HARDWARE (F&I) (PRETERMINATED CONNECTOR ASSEMBLY) | EA | 94.6
633-3-14 | FIBER OPTIC CONNECTION HARDWARE (F&I) (BUFFER TUBE FAN OUT KIT) | EA | 81.95
633-3-15 | FIBER OPTIC CONNECTION HARDWARE (F&I) (PATCH PANEL, PRETERMINATED) | EA | 1540
633-3-16 | FIBER OPTIC CONNECTION HARDWARE (F&I) (PATCH PANEL, FIELD TERMINATED) | EA | 819.5
633-3-17 | FIBER OPTIC CONNECTION HARDWARE (F&I) (CONNECTOR PANEL) | EA | 121
633-3-31 | FIBER OPTIC CONNECTION HARDWARE (INSTALL) (SPLICE ENCLOSURE) | EA | 313.5
633-3-32 | FIBER OPTIC CONNECTION HARDWARE (INSTALL) (SPLICE TRAY) | EA | 94.6
633-3-33 | FIBER OPTIC CONNECTION HARDWARE (INSTALL) (PRETERMINATED CONNECTOR ASSEMBLY) | EA | 44
633-3-34 | FIBER OPTIC CONNECTION HARDWARE (INSTALL) (BUFFER TUBE FAN OUT KIT) | EA | 69.3
633-3-35 | FIBER OPTIC CONNECTION HARDWARE (INSTALL) (PATCH PANEL, PRETERMINATED) | EA | 715
633-3-36 | FIBER OPTIC CONNECTION HARDWARE (INSTALL) (PATCH PANEL, FIELD TERMINATED) | EA | 313.5
633-3-37 | FIBER OPTIC CONNECTION HARDWARE (INSTALL) (CONNECTOR PANEL) | EA | 31.35
633-3-41 | FIBER OPTIC CONNECTION HARDWARE (RELOCATE) (SPLICE ENCLOSURE) | EA | 440
633-3-42 | FIBER OPTIC CONNECTION HARDWARE (RELOCATE) (SPLICE TRAY) | EA | 56.65
633-3-43 | FIBER OPTIC CONNECTION HARDWARE (RELOCATE) (PRETERMINATED CONNECTOR ASSEMBLY) | EA | 31.35
633-3-44 | FIBER OPTIC CONNECTION HARDWARE (RELOCATE) (BUFFER TUBE FAN OUT KIT) | EA | 75.9
633-3-45 | FIBER OPTIC CONNECTION HARDWARE (RELOCATE) (PATCH PANEL, PRETERMINATED) | EA | 940.5
633-3-46 | FIBER OPTIC CONNECTION HARDWARE (RELOCATE) (PATCH PANEL, FIELD TERMINATED) | EA | 313.5
633-3-47 | FIBER OPTIC CONNECTION HARDWARE (RELOCATE) (CONNECTOR PANEL) | EA | 31.35
633-3-51 | FIBER OPTIC CONNECTION HARDWARE (ADJUST/MODIFY) (SPLICE ENCLOSURE) | EA | 599.5
633-3-52 | FIBER OPTIC CONNECTION HARDWARE (ADJUST/MODIFY) (SPLICE TRAY) | EA | 56.65
633-3-53 | FIBER OPTIC CONNECTION HARDWARE (ADJUST/MODIFY) (PRETERMINATED CONNECTOR ASSEMBLY) | EA | 25.3
633-3-54 | FIBER OPTIC CONNECTION HARDWARE (ADJUST/MODIFY) (BUFFER TUBE FAN OUT KIT) | EA | 451
633-3-55 | FIBER OPTIC CONNECTION HARDWARE (ADJUST/MODIFY) (PATCH PANEL, PRETERMINATED) | EA | 313.5
633-3-56 | FIBER OPTIC CONNECTION HARDWARE (ADJUST/MODIFY) (PATCH PANEL, FIELD TERMINATED) | EA | 451
633-3-57 | FIBER OPTIC CONNECTION HARDWARE (ADJUST/MODIFY) (CONNECTOR PANEL) | EA | 31.35
633-4-1 | TWISTED PAIR CABLE (F&I) | LF | 7.15
633-4-3 | TWISTED PAIR CABLE (INSTALL) | LF | 5.39
633-4-4 | TWISTED PAIR CABLE (RELOCATE) | LF | 7.04
633-4-6 | TWISTED PAIR CABLE (REMOVE) | LF | 1.65
633-8-1 | MULTI-CONDUCTOR COMMUNICATION CABLE (F&I) | LF | 4.29
633-8-2 | MULTI-CONDUCTOR COMMUNICATION CABLE (FURNISH) | LF | 2.97
633-8-3 | MULTI-CONDUCTOR COMMUNICATION CABLE (INSTALL) | LF | 1.32
633-8-4 | MULTI-CONDUCTOR COMMUNICATION CABLE (RELOCATE) | LF | 2.09
633-8-5 | MULTI-CONDUCTOR COMMUNICATION CABLE (ADJUST/ MODIFY) | LF | 2.09
633-8-6 | MULTI-CONDUCTOR COMMUNICATION CABLE (REMOVE) | LF | 0.605
634-4-141 | SPAN WIRE ASSEMBLY (F&I)(SINGLE POINT) (PERPENDICULAR) | PI | 1595
634-4-142 | SPAN WIRE ASSEMBLY (F&I)(SINGLE POINT) (DIAGONAL) | PI | 1595
634-4-143 | SPAN WIRE ASSEMBLY (F&I)(SINGLE POINT) (BOX OR DROP BOX) | PI | 3025
634-4-144 | SPAN WIRE ASSEMBLY (F&I) (SINGLE POINT) (OTHER TYPE) | PI | 2145
634-4-151 | SPAN WIRE ASSEMBLY (F&I) (TWO POINT) (PERPENDICULAR) | PI | 2750
634-4-152 | SPAN WIRE ASSEMBLY (F&I) (TWO POINT) (DIAGONAL) | PI | 2035
634-4-153 | SPAN WIRE ASSEMBLY (F&I) (TWO POINT) (BOX) | PI | 3905
634-4-154 | SPAN WIRE ASSEMBLY (F&I) (TWO POINT) (OTHER TYPE) | PI | 3960
634-4-341 | SPAN WIRE ASSEMBLY (INSTALL) (SINGLE POINT ATTACH) (PERPENDICULAR) | PI | 572
634-4-342 | SPAN WIRE ASSEMBLY (INSTALL) (SINGLE POINT ATTACH) (DIAGONAL) | PI | 572
634-4-343 | SPAN WIRE ASSEMBLY (INSTALL) (SINGLE POINT) (BOX SPANS) | PI | 863.5
634-4-344 | SPAN WIRE ASSEMBLY (INSTALL) (SINGLE POINT ATTACH) (OTHER SPAN TYPE) | PI | 863.5
634-4-351 | SPAN WIRE ASSEMBLY (INSTALL) (TWO POINT) (PERPENDICULAR) | PI | 572
634-4-352 | SPAN WIRE ASSEMBLY (INSTALL) (TWO POINT) (DIAGONAL) | PI | 572
634-4-353 | SPAN WIRE ASSEMBLY (INSTALL) (TWO POINT) (BOX SPANS) | PI | 863.5
634-4-354 | SPAN WIRE ASSEMBLY (INSTALL) (TWO POINT) (OTHER SPAN TYPE) | PI | 863.5
634-4-400 | SPAN WIRE ASSEMBLY (ADJUST) | PI | 572
634-4-600 | SPAN WIRE ASSEMBLY (REMOVE) | PI | 3850
634-5-1 | FIBERGLASS INSULATOR (FURNISH & INSTALL) | LF | 11.55
634-6-1 | MESSENGER WIRE (FURNISH & INSTALL) | LF | 7.48
635-2-11 | PULL & SPLICE BOX (F&I) (13" X 24" COVER SIZE) | EA | 539
635-2-12 | PULL & SPLICE BOX (F&I) (24" X 36" COVER SIZE) | EA | 1100
635-2-13 | PULL & SPLICE BOX (F&I) (36" X 60" COVER SIZE) | EA | 2200
635-2-30 | PULL & SPLICE BOX (INSTALL) | EA | 572
635-2-40 | PULL & SPLICE BOX (RELOCATE) | EA | 588.5
635-2-50 | PULL & SPLICE BOX (REPAIR) | EA | 379.5
635-3-11 | JUNCTION BOX (F&I) (AERIAL) | EA | 242
635-3-12 | JUNCTION BOX (F&I) (MOUNTED) | EA | 407
635-3-13 | JUNCTION BOX (F&I) (EMBEDDED) | EA | 231
635-3-30 | JUNCTION BOX (INSTALL) | EA | 187
635-3-40 | JUNCTION BOX (RELOCATE) | EA | 137.5
639-1-111 | ELECTRICAL POWER SERVICE (F&I) (OVERHEAD) (METER FURNISHED BY POWER COMPANY) | AS | 2860
639-1-112 | ELECTRICAL POWER SERVICE (F&I) (OVERHEAD) (METER PURCHASED BY CONTRACTOR FROM POWER COMPANY) | AS | 2860
639-1-113 | ELECTRICAL POWER SERVICE (F&I) (OVERHEAD METER NOT REQUIRED) | AS | 2805
639-1-121 | ELECTRICAL POWER SERVICE (F&I) (UNDERGROUND) (METER FURNISHED BY POWER COMPANY) | AS | 3355
639-1-122 | ELECTRICAL POWER SERVICE (F&I) (UNDERGROUND) (METER PURCHASED BY CONTRACTOR FROM POWER COMPANY) | AS | 3355
639-1-123 | ELECTRICAL POWER SERVICE (F&I) (UNDERGROUND) (METER NOT REQUIRED) | AS | 3135
639-1-410 | ELECTRICAL POWER SERVICE (RELOCATE) (OVERHEAD) | AS | 2530
639-1-420 | ELECTRICAL POWER SERVICE (RELOCATE) (UNDERGROUND) | AS | 3080
639-1-610 | ELECTRICAL POWER SERVICE (REMOVE) (OVERHEAD) | AS | 374
639-1-620 | ELECTRICAL POWER SERVICE (REMOVE) (UNDERGROUND) | AS | 374
639-2-1 | ELECTRICAL SERVICE WIRE (F&I) | LF | 5.17
639-2-4 | ELECTRICAL SERVICE WIRE (RELOCATE) | LF | 2.53
639-2-6 | ELECTRICAL SERVICE WIRE (REMOVE) | LF | 1.21
639-3-11 | ELECTRICAL SERVICE DISCONNECT(F&I) (POLE MOUNT) | EA | 440
639-3-12 | ELECTRICAL SERVICE DISCONNECT(F&I) (CABINET) | EA | 434.5
639-3-60 | ELECTRICAL SERVICE DISCONNECT (F&I) (REMOVE) | EA | 46.2
639-3-61 | ELECTRICAL SERVICE DISCONNECT (REMOVE) (POLE) | EA | 137.5
639-3-62 | ELECTRICAL SERVICE DISCONNECT (REMOVE) (CABINET) | EA | 137.5
639-5-1 | EMERGENCY GENERATOR - PERMANENT (F&I) (UP TO 25KW) | EA | 41250
639-5-2 | EMERGENCY GENERATOR - PERMANENT (F&I) (25-50KW) | EA | 49610
639-6-1 | ELECTRICAL POWER SERVICE TRANSFORMER (F&I) | EA | 2090
639-6-2 | ELECTRICAL POWER SERVICE TRANSFORMER (REPLACE) | EA | 2090
641-2-11 | PREST CONC POLE (F&I)(TYPE P-II PEDESTAL) | EA | 1210
641-2-12 | PREST CONC POLE (F&I)(TYPE P-II SVC POLE) | EA | 1430
641-2-13 | PREST CONC POLE (F&I)(TYPE P-III) | EA | 2200
641-2-14 | PREST CONC POLE (F&I)(TYPE P-IV) | EA | 3795
641-2-15 | PREST CONC POLE (F&I)(TYPE P-V) | EA | 5115
641-2-16 | PREST CONC POLE (F&I)(TYPE P-VI) | EA | 6050
641-2-17 | PREST CONC POLE (F&I)(TYPE P-VII) | EA | 7810
641-2-18 | PREST CONC POLE (F&I)(TYPE P-VIII) | EA | 9625
641-2-19 | PREST CONC POLE (F&I)(CUSTOM DESIGN) | EA | 10835
641-2-30 | PREST CONC POLE (INSTALL) | EA | 2420
641-2-60 | PREST CONC POLE (COMPLETE/DEEP REMOVAL-PEDESTAL SERVICE POLE) | EA | 1100
641-2-70 | PREST CONC POLE (SHALLOW REMOVAL-POLES 30' AND GREATER) | EA | 5500
641-2-80 | PREST CONC POLE (COMPLETE/DEEP REMOVAL-POLES 30' AND GREATER) | EA | 6600
641-3-163 | CONCRETE CCTV POLE (F&I) (W/O LOWERING DEVICE) (63' POLE) | EA | 21010
641-3-169 | CONCRETE CCTV POLE (F&I) (W/O LOWERING DEVICE) (69' POLE) | EA | 21560
641-3-175 | CONCRETE CCTV PLE (F&I) (W/O LOWERING DEVICE) (75' POLE) | EA | 23430
641-3-180 | CONCRETE CCTV POLE (F&I) (W/O LOWERING DEVICE) (80' POLE) | EA | 25190
641-3-186 | CONCRETE CCTV POLE (F&I) (W/O LOWERING DEVICE) (86' POLE) | EA | 25410
641-3-263 | CONCRETE CCTV POLE (F&I) (WITH LOWERING DEVICE) (63' POLE) | EA | 25080
641-3-269 | CONCRETE CCTV POLE (F&I) (WITH LOWERING DEVICE) (69' POLE) | EA | 26510
641-3-275 | CONCRETE CCTV POLE (F&I) (WITH LOWERING DEVICE) (75' POLE) | EA | 28160
641-3-280 | CONCRETE CCTV POLE (F&I) (WITH LOWERING DEVICE) (80' POLE) | EA | 30140
641-3-286 | CONCRETE CCTV POLE (F&I) (WITH LOWERING DEVICE) (86' POLE) | EA | 30470
641-3-300 | CONCRETE CCTV POLE (INSTALL) | EA | 10285
641-3-700 | CONCRETE CCTV POLE (SHALLOW REMOVAL) | EA | 2695
641-3-800 | CONCRETE CCTV POLE (DEEP REMOVAL) | EA | 3575
643-1 | STRAIN POLES (WOOD) (GUYING) | EA | 330
643-130 | STRAIN POLES WOOD(FURNISH & INSTALL)(30') | EA | 896.5
643-140 | STRAIN POLES WOOD(FURNISH & INSTALL)(40') | EA | 962.5
643-150 | STRAIN POLES WOOD(FURNISH & INSTALL)(50') | EA | 1320
643-400 | STRAIN POLES WOOD (RELOCATE) | EA | 715
643-600 | STRAIN POLES WOOD (REMOVE) | EA | 357.5
646-1-11 | ALUMINUM SIGNALS POLE (F&I) (PEDESTAL) | EA | 1210
646-1-12 | ALUMINUM SIGNALS POLE (F&I) (PEDESTRIAN DETECTOR POST) | EA | 1485
646-1-30 | ALUMINUM SIGNALS POLE (INSTALL) | EA | 841.5
646-1-40 | ALUMINUM SIGNALS POLE (RELOCATE) | EA | 368.5
646-1-60 | ALUMINUM SIGNALS POLE (REMOVE) | EA | 550
649-1-10 | STEEL STRAIN POLE (F&I) (PEDESTAL) | EA | 1320
649-1-11 | STEEL STRAIN POLE(F&I)(TYPE PS-IV) | EA | 20790
649-1-12 | STEEL STRAIN POLE(F&I)(TYPE PS-V) | EA | 23210
649-1-13 | STEEL STRAIN POLE(F&I)(TYPE PS-VI) | EA | 24970
649-1-14 | STEEL STRAIN POLE(F&I)(TYPE PS-VII) | EA | 26950
649-1-15 | STEEL STRAIN POLE(F&I)(TYPE PS-VIII) | EA | 28600
649-1-16 | STEEL STRAIN POLE(F&I)(TYPE PS-IX) | EA | 32120
649-1-17 | STEEL STRAIN POLE(F&I)(TYPE PS-X) | EA | 33550
649-1-30 | STEEL STRAIN POLE (INSTALL) | EA | 15950
649-1-61 | STEEL STRAIN POLE (COMPLETE REMOVAL) (PEDESTAL OR SERVICE POLE) | EA | 1078
649-1-62 | STEEL STRAIN POLE (REMOVE) (PS POLE) (FOUNDATION REMAINS) | EA | 412.5
649-1-63 | STEEL STRAIN POLE (SHALLOW REMOVAL) (BOLT ON ATTACHMENT) | EA | 1320
649-1-64 | STEEL STRAIN POLE (DEEP REMOVAL) (BOLT ON ATTACHMENT) | EA | 4345
649-2-150 | STEEL CCTV POLE (F&I) (WITH LOWERING DEVICE) (50' POLE) | EA | 31900
649-2-155 | STEEL CCTV POLE (F&I) (WITH LOWERING DEVICE) (55' POLE) | EA | 34342
649-2-160 | STEEL CCTV POLE (F&I) (WITH LOWERING DEVICE) (60' POLE) | EA | 38742
649-2-165 | STEEL CCTV POLE (F&I) (WITH LOWERING DEVICE) (65' POLE) | EA | 40480
649-2-170 | STEEL CCTV POLE (F&I) (WITH LOWERING DEVICE) (70' POLE) | EA | 42680
649-2-250 | STEEL CCTV POLE (F&I) (W/O LOWERING DEVICE) (50' POLE) | EA | 28600
649-2-300 | STEEL CCTV POLE (INSTALL) | EA | 17270
649-2-601 | STEEL CCTV POLE (REMOVE) (POLE ONLY, ENTIRE FOUNDATION REMAINS) | EA | 3080
649-2-603 | STEEL CCTV POLE (REMOVE) (SHALLOW FOUNDATION REMOVAL, BOLT ON ATTACHMENT) | EA | 2530
649-2-605 | STEEL CCTV POLE (REMOVE) (DEEP/COMPLETE FOUNDATION REMOVAL, BOLT ON ATTACHMENT) | EA | 3795
649-31-201 | M/ARM (F&I) (WIND SPEED 130) (SGL ARM W/O LUM( 36') | EA | 21560
649-31-202 | M/ARM (F&I) (WIND SPEED 130) (SGL ARM W/O LUM( 46') | EA | 24970
649-31-203 | M/ARM (F&I) (WIND SPEED 130) (SGL ARM W/O LUM( 60') | EA | 27390
649-31-204 | M/ARM (F&I) (WIND SPEED 130) (SGL ARM W/O LUM( 70.5') | EA | 38170
649-31-205 | M/ARM (F&I) (WIND SPEED 130) (SGL ARM W/O LUM( 78') | EA | 35860
649-31-206 | M/ARM (F&I) (WIND SPEED 130) (SGL ARM W/ LUM( 36') | EA | 23540
649-31-207 | M/ARM (F&I) (WIND SPEED 130) (SGL ARM W/ LUM( 46') | EA | 28270
649-31-208 | M/ARM (F&I) (WIND SPEED 130) (SGL ARM W/ LUM( 60') | EA | 34980
649-31-209 | M/ARM (F&I) (WIND SPEED 130) (SGL ARM W/O LUM( 70.5') | EA | 41470
649-31-210 | M/ARM (F&I) (WIND SPEED 130) (DOUBLE ARM W/O LUM( 36-36) | EA | 27940
649-31-211 | M/ARM (F&I) (WIND SPEED 130) (DOUBLE ARM W/O LUM( 36-46) | EA | 30360
649-31-212 | M/ARM (F&I) (WIND SPEED 130) (DOUBLE ARM W/O LUM( 36-60) | EA | 37840
649-31-213 | M/ARM (F&I) (WIND SPEED 130) (DOUBLE ARM W/O LUM( 36-70.5) | EA | 39380
649-31-214 | M/ARM (F&I) (WIND SPEED 130) (DOUBLE ARM W/O LUM( 46-46) | EA | 37070
649-31-215 | M/ARM (F&I) (WIND SPEED 130) (DOUBLE ARM W/O LUM( 46-60) | EA | 45100
649-31-216 | M/ARM (F&I) (WIND SPEED 130) (DOUBLE ARM W/O LUM( 46-70.5) | EA | 47080
649-31-217 | M/ARM (F&I) (WIND SPEED 130) (DOUBLE ARM W/O LUM( 60-60) | EA | 46860
649-31-218 | M/ARM (F&I) (WIND SPEED 130) (DOUBLE ARM W/O LUM( 60-70.5) | EA | 48950
649-31-219 | M/ARM (F&I)(DOUBLE ARM W/O LUM( 70.5-70.5) | EA | 52800
649-31-999 | M/ARM (F&I) ( CUSTOM WIND SPEED) (CUSTOM LENGTH) | EA | 56870
649-33-000 | STEEL MAST ARM (INSTALL) | EA | 16720
649-34-000 | STEEL MAST ARM (RELOCATE) | EA | 16610
649-36-100 | STEEL MAST ARM (REMOVE) (FOUNDATION REMAINS) | EA | 1100
649-36-300 | STEEL MAST ARM (SHALLOW REMOVAL) (BOLT ON ATTACHMENT) | EA | 5500
649-36-500 | STEEL MAST ARM (DEEP REMOVAL) (BOLT ON ATTACHMENT) | EA | 8250
649-36-700 | MAST ARM (REMOVE ARM AND ATTACHMENTS - POLE REMAINS) | EA | 209
649-38-000 | STEEL MAST ARM (REPAIR) | EA | 957
650-1-11 | TRAFFIC SIGNAL (F&I) (ALUMINUM) (1 SECT, 1 WAY) | AS | 1001
650-1-12 | TRAFFIC SIGNAL (F&I) (ALUMINUM) (1 SECT, 2-4 WAY) | AS | 412.5
650-1-13 | TRAFFIC SIGNAL (F&I) (ALUMINUM) (2 SECT, 1-2 WAY) | AS | 913
650-1-14 | TRAFFIC SIGNAL (F&I) (ALUMINUM) (3 SECT, 1 WAY) | AS | 1078
650-1-15 | TRAFFIC SIGNAL (F&I) (ALUMINUM) (3 SECT, 2-4 WAY) | AS | 1078
650-1-16 | TRAFFIC SIGNAL (F&I) (ALUMINUM) (4 SECT, 1 WAY) | AS | 1210
650-1-17 | TRAFFIC SIGNAL (F&I) (ALUMINUM) (4 SECT, 2-4 WAY) | AS | 1870
650-1-18 | TRAFFIC SIGNAL (F&I) (ALUMINUM) (5 SECT, 1 WAY) (STRAIGHT) | AS | 1760
650-1-19 | TRAFFIC SIGNAL (F&I) (ALUMINUM) (5 SECT, 1 WAY) (CLUSTER) | AS | 1815
650-1-41 | TRAFFIC SIGNAL (F&I) (PROGRAMMABLE) (1 SECT, 1 WAY) | AS | 869
650-1-42 | TRAFFIC SIGNAL (F&I) (PROGRAMMABLE) (1 SECT, 2-4 WAY) | AS | 869
650-1-43 | TRAFFIC SIGNAL (F&I) (PROGRAMMABLE) (2 SECT, 1-2 WAY) | AS | 913
650-1-44 | TRAFFIC SIGNAL (F&I) (PROGRAMMABLE) (3 SECT, 1 WAY) | AS | 2200
650-1-45 | TRAFFIC SIGNAL (F&I) (PROGRAMMABLE) (3 SECT, 2-4 WAY) | AS | 1650
650-1-46 | TRAFFIC SIGNAL (F&I) (PROGRAMMABLE) (4 SECT, 1 WAY) | AS | 1650
650-1-47 | TRAFFIC SIGNAL (F&I) (PROGRAMMABLE) (4 SECT, 2-4 WAY) | AS | 1650
650-1-48 | TRAFFIC SIGNAL (F&I) (PROGRAMMABLE) (5 SECT, 1 WAY) (STRAIGHT) | AS | 1815
650-1-49 | TRAFFIC SIGNAL (F&I) (PROGRAMMABLE) (5 SECT, 1 WAY) (CLUSTER) | AS | 1815
650-1-50 | TRAFFIC SIGNAL (INSTALL) | AS | 91.3
650-1-60 | TRAFFIC SIGNAL (REMOVE) | AS | 275
650-1-70 | TRAFFIC SIGNAL (RELOCATE) | AS | 181.5
650-1-101 | SIGNAL AUX (REPAIR/REPLACE/RETROFIT) (F&I) (BACKPLATE-BLACK) | EA | 159.5
650-1-102 | SIGNAL AUX (REPAIR/REPLACE/RETROFIT) (F&I) (BACKPLATE-BLACK WITH REFLECTIVE BORDER) | EA | 253
650-1-105 | SIGNAL AUX (REPAIR/REPLACE/RETROFIT) (F&I) (TUNNEL VISOR) | EA | 92.95
650-1-106 | SIGNAL AUX (REPAIR/REPLACE/RETROFIT) (F&I) (12' LED MODULE-STANDARD) | EA | 159.5
650-1-107 | SIGNAL AUX (REPAIR/REPLACE/RETROFIT) (F&I) (8" LED MODULE-EMERGENCY) | EA | 214.5
650-1-108 | SIGNAL AUX (REPAIR/REPLACE/RETROFIT) (F&I) (ADD SECTION(S) TO EXISTING) | EA | 308
650-1-301 | SIGNAL AUX (REPAIR/REPLACE/RETROFIT) (INSTALL) (BACKPLATE-BLACK) | EA | 91.3
650-1-302 | SIGNAL AUX (REPAIR/REPLACE/RETROFIT) (INSTALL) (BACKPLATE-BLACK WITH REFLECTIVE BORDER) | EA | 91.3
650-1-305 | SIGNAL AUX (REPAIR/REPLACE/RETROFIT) (INSTALL) (TUNNEL VISOR) | EA | 91.3
650-1-306 | SIGNAL AUX (REPAIR/REPLACE/RETROFIT) (INSTALL) (12" LED MODULE-STANDARD) | EA | 91.3
650-1-307 | SIGNAL AUX (REPAIR/REPLACE/RETROFIT) (INSTALL) (8" LED MODULE-EMERGENCY) | EA | 91.3
650-1-308 | SIGNAL AUX (REPAIR/REPLACE/RETROFIT) (INSTALL) (ADD SECTION(S) TO EXISTING SIGNAL ASSEMBLY) | EA | 91.3
653-1-11 | PEDESTRIAN SIGNAL (F&I) (LED COUNTDOWN) (1 WAY) | AS | 616
653-1-12 | PEDESTRIAN SIGNAL (F&I) (LED COUNTDOWN) (2 WAY) | AS | 1094.5
653-1-30 | PEDESTRIAN SIGNAL (INSTALL) | AS | 91.3
653-1-40 | PEDESTRIAN SIGNAL (RELOCATE) | AS | 159.5
653-1-60 | PEDESTRIAN SIGNAL (REMOVE) (POLE TO REMAIN) | AS | 275
654-1-10 | IN-ROADWAY LIGHTING ASSEMBLY (F&I) (AC POWERED) (COMPLETE ASSEMBLY) | AS | 40590
654-1-20 | IN-ROADWAY LIGHTING ASSEMBLY (F&I) (SOLAR POWERED) (COMPLETE ASSEMBLY) | AS | 47190
654-1-30 | IN-ROADWAY LIGHTING ASSEMBLY (INSTALL) | AS | 5830
654-1-41 | IN-ROADWAY LIGHTING ASSEMBLY (RELOCATE) (LIGHT FIXTURE) | EA | 3245
654-1-42 | IN-ROADWAY LIGHTING ASSEMBLY (RELOCATE) (CABINET) | EA | 297
654-1-43 | IN-ROADWAY LIGHTING ASSEMBLY (RELOCATE) (ELECTRONICS) | EA | 297
654-1-51 | IN-ROADWAY LIGHTING ASSEMBLY (ADJUST/MODIFY) (LIGHT FIXTURE) | EA | 236.5
654-1-52 | IN-ROADWAY LIGHTING ASSEMBLY (ADJUST/MODIFY) (CABINET) | EA | 357.5
654-1-53 | IN-ROADWAY LIGHTING ASSEMBLY (ADJUST/MODIFY) (ELECTRONICS) | EA | 236.5
654-1-60 | IN-ROADWAY LIGHTING ASSEMBLY (REMOVE) | AS | 1320
654-2-11 | RECTANGULAR RAPID FLASHING BEACON (F&I) (AC POWERED) (COMPLETE ASSEMBLY) (SINGLE DIRECTION) | AS | 4125
654-2-12 | RECTANGULAR RAPID FLASHING BEACON (F&I) (AC POWERED) (COMPLETE ASSEMBLY) (BACK TO BACK) | AS | 4675
654-2-14 | RECTANGULAR RAPID FLASHING BEACON (F&I) (AC POWERED) (SIGNS AND RRFB UNIT) | EA | 4125
654-2-21 | RECTANGULAR RAPID FLASHING BEACON (F&I) (SOLAR) (COMPLETE ASSEMBLY) (SINGLE DIRECTION) | AS | 4895
654-2-22 | RECTANGULAR RAPID FLASHING BEACON (F&I) (SOLAR) (COMPLETE ASSEMBLY) (BACK TO BACK) | AS | 5500
654-2-24 | RECTANGULAR RAPID FLASHING BEACON (F&I) (SOLAR) (SIGNS AND RRFB UNIT) | EA | 4895
654-2-30 | RECTANGULAR RAPID FLASHING BEACON (INSTALL) | AS | 1650
654-2-40 | RECTANGULAR RAPID FLASHING BEACON (RELOCATE) | AS | 1980
654-2-50 | RECTANGULAR RAPID FLASHING BEACON (ADJUST/MODIFY) | AS | 632.5
654-2-60 | RECTANGULAR RAPID FLASHING BEACON (REMOVE) | AS | 297
654-3-10 | PEDESTRIAN HYBRID BEACON ASSEMBLY (F&I) (COMPLETE ASSEMBLY) | AS | 913
654-3-30 | PEDESTRIAN HYBRID BEACON ASSEMBLY (INSTALL) | AS | 98.45
654-3-40 | PEDESTRIAN HYBRID BEACON ASSEMBLY (RELOCATE) | AS | 198
654-3-50 | PEDESTRIAN HYBRID BEACON ASSEMBLY (ADJUST/ MODIFY) | AS | 198
654-3-60 | PEDESTRIAN HYBRID BEACON ASSEMBLY (REMOVE) | AS | 98.45
659-1-110 | MAST ARM, SPAN WIRE, AND POLE MOUNTING ASSEMBLIES (REPAIR/REPLACE/RETROFIT) (F&I) (MAST ARM HANGER) | EA | 132
659-1-120 | MAST ARM, SPAN WIRE, AND POLE MOUNTING ASSEMBLIES (REPAIR/REPLACE/RETROFIT) (F&I) (SPAN WIRE HANGER) | EA | 572
659-1-320 | MAST ARM, SPAN WIRE AND POLE MOUNTING ASSEMBLIES (REPAIR/REPLACE/RETROFIT) (INSTALL) (MAST ARM HANGER) | EA | 98.45
659-1-320 | MAST ARM, SPAN WIRE AND POLE MOUNTING ASSEMBLIES (REPAIR/REPLACE/RETROFIT) (INSTALL) (SPAN WIRE HANGER) | EA | 98.45
660-1-101 | LOOP DET. INDUCT. (F&I)(TYPE 1, 1 CHAN., RELAY OUTPUT, SHELF MOUNTED) | EA | 137.5
660-1-102 | LOOP DET. INDUCT. (F&I)(TYPE 2, 1 CHAN., RELAY OUTPUT, SHELF MOUNTED, TIME DELAY) | EA | 176
660-1-103 | LOOP DET. INDUCT. (F&I)(TYPE 3, 1 CHAN., SOLID STATE, SHELF MOUNTED, TIME DELAY) | EA | 137.5
660-1-104 | LOOP DET. INDUCT. (F&I)(TYPE 4, 1 CHAN., SOLID STATE, SHELF MOUNTED, TIME DELAY) | EA | 176
660-1-105 | LOOP DET. INDUCT. (F&I)(TYPE 5, 2 CHAN., SOID STATE, SHELF MOUNTED) | EA | 286
660-1-106 | LOOP DET. INDUCT. (F&I)(TYPE 6, 2 CHAN., SOLID STATE, SHELF MOUNTED, TIME DELAY) | EA | 286
660-1-107 | LOOP DET. INDUCT. (F&I)(TYPE 7, 4 CHAN., SOLID STATE, SHELF MOUNTED) | EA | 187
660-1-108 | LOOP DET. INDUCT. (F&I)(TYPE 8, 4 CHAN., SOLID STATE, SHELF MOUNTED, TIME DELAY) | EA | 280.5
660-1-109 | LOOP DET. INDUCT. (F&I)(TYPE 9, 2 CHAN., SOLID STATE, RACK MOUNTED) | EA | 253
660-1-110 | LOOP DET. INDUCT. (F&I)(TYPE 10, 2 CHAN., SOLID STATE, RACK MOUNTED, TIME DELAY) | EA | 253
660-1-111 | LOOP DET. INDUCT. (F&I)(TYPE 11, 4 CHAN., SOLID STATE, RACK MOUNTED) | EA | 368.5
660-1-112 | LOOP DET. INDUCT. (F&I)(TYPE 12, 4 CHAN., SOLID STATE, RACK MOUNTED, TIME DELAY) | EA | 368.5
660-1-300 | LOOP DET. INDUCT. (INSTALL) | EA | 31.35
660-1-400 | LOOP DET. INDUCT. (RELOCATE) | EA | 31.35
660-1-600 | LOOP DET. INDUCT. (REMOVE) | EA | 31.35
660-2-101 | LOOP ASSEMBLY (F&I) (TYPE A) | AS | 704
660-2-102 | LOOP ASSEMBLY (F&I) (TYPE B) | AS | 687.5
660-2-103 | LOOP ASSEMBLY (F&I) (TYPE C) | AS | 616
660-2-104 | LOOP ASSEMBLY (F&I) (TYPE D) | AS | 676.5
660-2-105 | LOOP ASSEMBLY (F&I) (TYPE E) | AS | 605
660-2-106 | LOOP ASSEMBLY (F&I) (TYPE F) | AS | 715
660-2-107 | LOOP ASSEMBLY (F&I) (TYPE G) | AS | 742.5
660-2-108 | LOOP ASSEMBLY (F&I) (TYPE H) | AS | 781
660-3-11 | VEHICLE DETECTION SYSTEM - MICROWAVE (F&I) (CABINET EQUIPMENT) | EA | 1210
660-3-12 | VEHICLE DETECTION SYSTEM - MICROWAVE (F&I) (ABOVE GROUND EQUIPMENT) | EA | 9515
660-3-31 | VEHICLE DETECTION SYSTEM - MICROWAVE (INSTALL) (CABINET EQUIPMENT) | EA | 726
660-3-32 | VEHICLE DETECTION SYSTEM - MICROWAVE (INSTALL) (ABOVE GROUND EQUIPMENT) | EA | 1485
660-3-40 | VEHICLE DETECTION SYSTEM - MICROWAVE (RELOCATE) (COMPLETE SYSTEM) | EA | 374
660-3-41 | VEHICLE DETECTION SYSTEM - MICROWAVE (RELOCATE) (CABINET EQUIPMENT) | EA | 374
660-3-42 | VEHICLE DETECTION SYSTEM - MICROWAVE (RELOCATE) (ABOVE GROUND EQUIPMENT) | EA | 786.5
660-3-50 | VEHICLE DETECTION SYSTEM - MICROWAVE (ADJUST/ MODIFY) (COMPLETE SYSTEM) | EA | 374
660-3-51 | VEHICLE DETECTION SYSTEM - MICROWAVE (ADJUST/ MODIFY) (CABINET EQUIPMENT) | EA | 159.5
660-3-52 | VEHICLE DETECTION SYSTEM - MICROWAVE (ADJUST/ MODIFY) (ABOVE GROUND EQUIPMENT) | EA | 940.5
660-3-60 | VEHICLE DETECTION SYSTEM - MICROWAVE (REMOVE) (COMPLETE SYSTEM) | EA | 1485
660-3-80 | VEHICLE DETECTION SYSTEM - MICROWAVE (PREVENTATIVE MAINTENANCE) (COMPLETE SYSTEM) | EA | 797.5
660-3-90 | VEHICLE DETECTION SYSTEM - MICROWAVE (DIAGNOSIS AND MISCELLANEOUS REPAIR) (COMPLETE SYSTEM) | EA | 797.5
660-4-10 | VEHICLE DETECTION SYSTEM - VIDEO (F&I) (COMPLETE SYSTEM) | EA | 34540
660-4-11 | VEHICLE DETECTION SYSTEM - VIDEO (F&I) (CABINET EQUIPMENT) | EA | 5885
660-4-12 | VEHICLE DETECTION SYSTEM - VIDEO (F&I) (ABOVE GROUND EQUIPMENT) | EA | 7370
660-4-30 | VEHICLE DETECTION SYSTEM - VIDEO (INSTALL) (COMPLETE SYSTEM) | EA | 1980
660-4-31 | VEHICLE DETECTION SYSTEM - VIDEO (INSTALL) (CABINET EQUIPMENT) | EA | 121
660-4-32 | VEHICLE DETECTION SYSTEM - VIDEO (INSTALL) (ABOVE GROUND EQUIPMENT) | EA | 489.5
660-4-40 | VEHICLE DETECTION SYSTEM - VIDEO (RELOCATE) (COMPLETE SYSTEM) | EA | 2750
660-4-41 | VEHICLE DETECTION SYSTEM - VIDEO (RELOCATE) (CABINET EQUIPMENT) | EA | 181.5
660-4-42 | VEHICLE DETECTION SYSTEM - VIDEO (RELOCATE) (ABOVE GROUND EQUIPMENT) | EA | 731.5
660-4-50 | VEHICLE DETECTION SYSTEM - VIDEO (ADJUST/MODIFY) (COMPLETE SYSTEM) | EA | 731.5
660-4-51 | VEHICLE DETECTION SYSTEM - VIDEO (ADJUST/MODIFY) (CABINET EQUIPMENT) | EA | 181.5
660-4-52 | VEHICLE DETECTION SYSTEM - VIDEO (ADJUST/MODIFY) (ABOVE GROUND EQUIPMENT) | EA | 302.5
660-4-60 | VEHICLE DETECTION SYSTEM - VIDEO (REMOVE) (COMPLETE SYSTEM) | EA | 363
660-4-80 | VEHICLE DETECTION SYSTEM - VIDEO (PREVENTATIVE MAINTENANCE) (COMPLETE SYSTEM) | EA | 302.5
660-4-90 | VEHICLE DETECTION SYSTEM - VIDEO (DIAGNOSIS AND MISCELLANEOUS REPAIR) (COMPLETE SYSTEM) | EA | 302.5
660-5-11 | VEHICLE DETECTION SYSTEM - WIRELESS MAGNETOMETER (F&I) (CABINET EQUIPMENT) | EA | 5610
660-5-12 | VEHICLE DETECTION SYSTEM - WIRELESS MAGNETOMETER (F&I) (ABOVE GROUND EQUIPMENT) | EA | 4565
660-5-13 | VEHICLE DETECTION SYSTEM - WIRELESS MAGNETOMETER (F&I) (IN-ROAD ELECTRONICS) | EA | 1028.5
660-5-31 | VEHICLE DETECTION SYSTEM - WIRELESS MAGNETOMETER (INSTALL) (CABINET EQUIPMENT) | EA | 121
660-5-32 | VEHICLE DETECTION SYSTEM - WIRELESS MAGNETOMETER (INSTALL) (ABOVE GROUND EQUIPMENT) | EA | 275
660-5-33 | VEHICLE DETECTION SYSTEM - WIRELESS MAGNETOMETER (INSTALL) (IN-ROAD ELECTRONICS) | EA | 363
660-5-51 | VEHICLE DETECTION SYSTEM - WIRELESS MAGNETOMETER (ADJUST/MODIFY) (CABINET EQUIPMENT) | EA | 121
660-5-52 | VEHICLE DETECTION SYSTEM - WIRELESS MAGNETOMETER (ADJUST/MODIFY) (ABOVE GROUND EQUIPMENT) | EA | 275
660-5-53 | VEHICLE DETECTION SYSTEM - WIRELESS MAGNETOMETER (ADJUST/MODIFY) (IN-ROAD ELECTRONICS) | EA | 363
660-5-60 | VEHICLE DETECTION SYSTEM - WIRELESS MAGNETOMETER (REMOVE) (COMPLETE SYSTEM) | EA | 363
660-5-80 | VEHICLE DETECTION SYSTEM - WIRELESS MAGNETOMETER (PREVENTITIVE MAINTENANCE) (COMPLETE SYSTEM) | EA | 302.5
660-5-90 | VEHICLE DETECTION SYSTEM - WIRELESS MAGNETOMETER (DIAGNOSIS AND MISCELLANEOUS REPAIR) (COMPLETE SYSTEM) | EA | 302.5
660-6-111 | VEHICLE DETECTION SYSTEM - AVI (F&I) (TRANSPONDER) (CABINET EQUIPMENT) | EA | 10395
660-6-112 | VEHICLE DETECTION SYSTEM - AVI (F&I) (TRANSPONDER) (ABOVE GROUND EQUIPMENT) | EA | 31350
660-6-121 | VEHICLE DETECTION SYSTEM - AVI (F&I) (BLUETOOTH) (CABINET EQUIPMENT) | EA | 5115
660-6-122 | VEHICLE DETECTION SYSTEM - AVI (F&I) (BLUETOOTH) (ABOVE GROUND EQUIPMENT) | EA | 1595
660-6-131 | VEHICLE DETECTION SYSTEM - AVI (F&I) (LICENSE PLATE) (CABINET EQUIPMENT) | EA | 6545
660-6-132 | VEHICLE DETECTION SYSTEM - AVI (F&I) (LICENSE PLATE) (ABOVE GROUND EQUIPMENT) | EA | 25740
660-6-311 | VEHICLE DETECTION SYSTEM - AVI (INSTALL) (TRANSPONDER) (CABINET EQUIPMENT) | EA | 3465
660-6-312 | VEHICLE DETECTION SYSTEM - AVI (INSTALL) (TRANSPONDER) (ABOVE GROUND EQUIPMENT) | EA | 10340
660-6-321 | VEHICLE DETECTION SYSTEM - AVI (INSTALL) (BLUETOOTH) (CABINET EQUIPMENT) | EA | 181.5
660-6-322 | VEHICLE DETECTION SYSTEM - AVI (INSTALL) (BLUETOOTH) (ABOVE GROUND EQUIPMENT) | EA | 456.5
660-6-331 | VEHICLE DETECTION SYSTEM - AVI (INSTALL) (LICENSE PLATE) (EQUIPMENT CABINET) | EA | 3960
660-6-332 | VEHICLE DETECTION SYSTEM - AVI (INSTALL) (LICENSE PLATE) (ABOVE GROUND EQUIPMENT) | EA | 7920
660-6-511 | VEHICLE DETECTION SYSTEM - AVI (ADJUST/MODIFY) (TRANSPONDER) (CABINET EQUIPMENT) | EA | 1155
660-6-512 | VEHICLE DETECTION SYSTEM - AVI (ADJUST/MODIFY) (TRANSPONDER) (ABOVE GROUND EQUIPMENT) | EA | 2310
660-6-521 | VEHICLE DETECTION SYSTEM - AVI (ADJUST/MODIFY) (BLUETOOTH) (CABINET EQUIPMENT) | EA | 25740
660-6-522 | VEHICLE DETECTION SYSTEM - AVI (ADJUST/MODIFY) (BLUETOOTH) (ABOVE GROUND EQUIPMENT) | EA | 3465
660-6-531 | VEHICLE DETECTION SYSTEM - AVI (ADJUST/MODIFY) (LICENSE PLATE) (CABINET EQUIPMENT) | EA | 1540
660-6-532 | VEHICLE DETECTION SYSTEM - AVI (ADJUST/MODIFY) (LICENSE PLATE) (ABOVE GROUND EQUIPMENT) | EA | 3025
660-6-600 | VEHICLE DETECTION SYSTEM - AVI (REMOVE) (COMPLETE SYSTEM) | EA | 3025
660-6-700 | VEHICLE DETECTION SYSTEM - AVI (PREVENTATIVE MAINTENANCE) (COMPLETE SYSTEM) | EA | 1705
660-6-800 | VEHICLE DETECTION SYSTEM - AVI (PREVENTATIVE MAINTENANCE) (COMPLETE SYSTEM) | EA | 1705
660-6-900 | VEHICLE DETECTION SYSTEM - AVI (DIAGNOSIS AND MISCELLANEOUS REPAIR) (COMPLETE SYSTEM) | EA | 1705
663-1-110 | SIGNAL PRIORITY AND PREEMPTION SYSTEM (F&I) (OPTICAL) (COMPLETE SYSTEM) | EA | 7645
663-1-120 | SIGNAL PRIORITY AND PREEMPTION SYSTEM (F&I) (GPS) (COMPLETE SYSTEM) | EA | 13750
663-1-130 | SIGNAL PRIORITY AND PREEMPTION SYSTEM (F&I) (RADIO FREQUENCY) | EA | 21450
663-1-310 | SIGNAL PRIORITY AND PREEMPTION SYSTEM (INSTALL) (OPTICAL) (COMPLETE SYSTEM) | EA | 797.5
663-1-311 | SIGNAL PRIORITY AND PREEMPTION SYSTEM (INSTALL) (OPTICAL) (CABINET ELECTRONICS) | EA | 247.5
663-1-312 | SIGNAL PRIORITY AND PREEMPTION SYSTEM (INSTALL) (OPTICAL) (DETECTOR) | EA | 555.5
663-1-320 | SIGNAL PRIORITY AND PREEMPTION SYSTEM (INSTALL) (GPS) (COMPLETE SYSTEM) | EA | 731.5
663-1-321 | SIGNAL PRIORITY AND PREEMPTION SYSTEM (INSTALL) (GPS) (CABINET ELECTRONICS) | EA | 247.5
663-1-322 | SIGNAL PRIORITY AND PREEMPTION SYSTEM (INSTALL) (GPS) (DETECTOR) | EA | 374
663-1-330 | SIGNAL PRIORITY AND PREEMPTION SYSTEM (INSTALL) (RADIO FREQUENCY) (COMPLETE SYSTEM) | EA | 1540
663-1-331 | SIGNAL PRIORITY AND PREEMPTION SYSTEM (INSTALL) (RADIO FREQUENCY) (CABINET ELECTRONICS) | EA | 181.5
663-1-332 | SIGNAL PRIORITY AND PREEMPTION SYSTEM (INSTALL) (RADIO FREQUENCY) (DETECTOR) | EA | 555.5
663-1-400 | SIGNAL PRIORITY AND PREEMPTION SYSTEM (RELOCATE) | EA | 555.5
663-1-500 | SIGNAL PRIORITY AND PREEMPTION SYSTEM (ADJUST/ MODIFY) | EA | 302.5
663-1-600 | SIGNAL PRIORITY AND PREEMPTION SYTEM (REMOVE) | EA | 302.5
665-1-11 | PEDESTRIAN DETECTOR (F&I) (STANDARD) | EA | 330
665-1-12 | PEDESTRIAN DETECTOR (F&I) (ASSCESSIBLE) | EA | 7645
665-1-30 | PEDESTRIAN DETECTOR (INSTALL) | EA | 154
665-1-40 | PEDESTRIAN DETECTOR (RELOCATE) | EA | 231
665-1-50 | PEDESTRIAN DETECTOR (ADJUST/MODIFY) | EA | 51.7
665-1-60 | PEDESTRIAN DETECTOR (REMOVE-POLE/PEDESTAL TO REMAIN) | EA | 220
670-4-1 | INTERSECTION CONTROL BEACON CONTROLLER ASSEMBLY (F&I) | AS | 946
670-5-110 | TRAFFIC CONTROLLER ASSEMBLY (F&I) (NEMA) (NONE) | AS | 24420
670-5-111 | TRAFFIC CONTROLLER ASSEMBLY (F&I) (NEMA) (1 PREEMPTION) | AS | 24530
670-5-112 | TRAFFIC CONTROLLER ASSEMBLY (F&I) (NEMA) (2 PREEMPTION) | AS | 25850
670-5-120 | TRAFFIC CONTROLLER ASSEMBLY (F&I) (170) (NO PREEMPTION) | AS | 25080
670-5-121 | TRAFFIC CONTROLLER ASSEMBLY (F&I) (170) (1 PREEMPTION) | AS | 23760
670-5-122 | TRAFFIC CONTROLLER ASSEMBLY (F&I) (170) (2 PREEMPTION) | AS | 23760
670-5-140 | TRAFFIC CONTROLLER ASSEMBLY (F&I) (2070) (NO PREEMPTION) | AS | 21120
670-5-141 | TRAFFIC CONTROLLER ASSEMBLY (F&I) (2070) (1 PREEMPTION) | AS | 21120
670-5-142 | TRAFFIC CONTROLLER ASSEMBLY (F&I) (2070) (2 PREEMPTION) | AS | 21120
670-5-150 | TRAFFIC CONTROLLER ASSEMBLY (F&I) (ATC) (NO PREEMPTION) | AS | 21780
670-5-151 | TRAFFIC CONTROLLER ASSEMBLY (F&I) (ATC) (1 PREEMPTION) | AS | 21780
670-5-152 | TRAFFIC CONTROLLER ASSEMBLY (F&I) (ATC) (2 PREEMPTION) | AS | 21780
670-5-300 | TRAFFIC CONTROLLER ASSEMBLY (INSTALL) | AS | 1650
670-5-400 | TRAFFIC CONTROLLER ASSEMBLY (MODIFY) | AS | 2310
670-5-500 | TRAFFIC CONTROLLER ASSEMBLY (RELOCATE) | AS | 2145
670-5-600 | TRAFFIC CONTROLLER ASSEMBLY (REMOVE) | AS | 2200
671-2-11 | TRAFFIC CONTROLLER (F&I) (NEMA) | EA | 3520
671-2-12 | TRAFFIC CONTROLLER (F&I) (170) | EA | 3520
671-2-13 | TRAFFIC CONTROLLER (F&I) (2070) | EA | 8855
671-2-30 | TRAFFIC CONTROLLER (INSTALL) | EA | 154
671-2-40 | TRAFFIC CONTROLLER (MODIFY) | EA | 154
671-2-50 | TRAFFIC CONTROLLER (RELOCATE) | EA | 231
676-2-111 | ITS CABINET (F&I) (POLE MOUNT) (336, 24"W X 36"H X 20"D) | EA | 6435
676-2-112 | ITS CABINET (F&I) (POLE MOUNT) (336S, 24"W X 46"H X 22"D) | EA | 6490
676-2-113 | ITS CABINET (F&I) (POLE MOUNT) (334, 24"W X 66"H X 30"D) | EA | 6820
676-1-114 | TRAFFIC SIGNAL CONTROLLER CABINET (F&I) (WIRED) (NEMA, TYPE 4, 24"W X 46"H X 16"D) | EA | 12980
676-1-115 | TRAFFIC SIGNAL CONTROLLER CABINET (F&I) (WIRED) (NEMA, TYPE 5, 30"W X 48"H X 16"D) | EA | 10725
676-1-116 | TRAFFIC SIGNAL CONTROLLER CABINET (F&I) (WIRED) (NEMA, TYPE 6, 44"W X 52"H X 24"D) | EA | 14850
676-1-117 | TRAFFIC SIGNAL CONTROLLER CABINET (F&I) (WIRED) (NEMA, TYPE 7, 44"W X 72"H X 24"D) | EA | 19360
676-1-121 | TRAFFIC SIGNAL CONTROLLER CABINET (F&I) (WIRED) (170, TYPE 332, 24"W X 66"H X 30"D) | EA | 12980
676-1-122 | TRAFFIC SIGNAL CONTROLLER CABINET (F&I) (WIRED) (170, TYPE 333, 44"W X 62"H X 28"D) | EA | 12980
676-1-123 | TRAFFIC SIGNAL CONTROLLER CABINET (F&I) (WIRED) (170, TYPE 552, 26"W X 55"H X 22"D) | EA | 12980
676-1-124 | TRAFFIC SIGNAL CONTROLLER CABINET (F&I) (WIRED) (170, TYPE 662, 26"W X 66"H X 22"D) | EA | 12980
676-1-131 | TRAFFIC SIGNAL CONTROLLER CABINET (F&I) (UNWIRED) (NEMA, TYPE 1, 16"W X 24"H X 12"D) | EA | 7645
676-1-132 | TRAFFIC SIGNAL CONTROLLER CABINET (F&I) (UNWIRED) (NEMA, TYPE , 20"W X 32"H X 14"D) | EA | 7645
676-1-133 | TRAFFIC SIGNAL CONTROLLER CABINET (F&I) (UNWIRED) (NEMA, TYPE 3, 24"W X 40"H X 15"D) | EA | 10285
676-1-134 | TRAFFIC SIGNAL CONTROLLER CABINET (F&I) (UNWIRED) (NEMA, TYPE 4, 24"W X 46"H X 16"D) | EA | 2915
676-1-135 | TRAFFIC SIGNAL CONTROLLER CABINET (F&I) (UNWIRED) (NEMA, TYPE 5, 30"W X 48"H X 16"D) | EA | 3465
676-1-136 | TRAFFIC SIGNAL CONTROLLER CABINET (F&I) (UNWIRED) (NEMA, TYPE 6, 44"W X 52"H X 24"D) | EA | 4015
676-1-137 | TRAFFIC SIGNAL CONTROLLER CABINET (F&I) (UNWIRED) (NEMA, TYPE 7, 44"W X 72"H X 24"D) | EA | 4620
676-1-141 | TRAFFIC SIGNAL CONTROLLER CABINET (F&I) (UNWIRED) (170, TYPE 332, 24"W X 66"H X 30"D) | EA | 10285
676-1-142 | TRAFFIC SIGNAL CONTROLLER CABINET (F&I) (UNWIRED) (170, TYPE 333, 44"W X 62"H X 28"D) | EA | 11660
676-1-143 | TRAFFIC SIGNAL CONTROLLER CABINET (F&I) (UNWIRED) (170, TYPE 552, 26"W X 55"H X 22"D) | EA | 11660
676-1-144 | TRAFFIC SIGNAL CONTROLLER CABINET (F&I) (UNWIRED) (170, TYPE 662, 26"W X 66"H X 22"D) | EA | 10285
676-1-300 | TRAFFIC SIGNAL CONTROLLER CABINET (INSTALL) | EA | 258.5
676-1-400 | TRAFFIC SIGNAL CONTROLLER CABINET (RELOCATE) | EA | 412.5
676-1-500 | TRAFFIC SIGNAL CONTROLLER CABINET (ADJUST / MODIFY) | EA | 258.5
676-1-600 | TRAFFIC SIGNAL CONTROLLER CABINET (REMOVE) | EA | 154
676-2-111 | ITS CABINET (F&I) (POLE MOUNT) (336, 24"W X 36"H X 20"D) | EA | 6435
676-2-112 | ITS CABINET (F&I) (POLE MOUNT) (336S, 24"W X 46"H X 22"D) | EA | 6490
676-2-113 | ITS CABINET (F&I) (POLE MOUNT) (334, 24"W X 66"H X 30"D) | EA | 6820
676-2-121 | ITS CABINET (F&I) (POLE MOUNT W/ SUNSHIELDS) (336, 24"W X 36"H X 20"D) | EA | 6875
676-2-122 | ITS CABINET (F&I) (POLE MOUNT W/ SUNSHIELDS) (336S, 24"W X 46"H X 22"D) | EA | 6930
676-2-123 | ITS CABINET (F&I) (POLE MOUNT W/ SUNSHIELDS) (334, 24"W X 66"H X 30"D) | EA | 7425
676-2-131 | ITS CABINET (F&I) (BASE MOUNT) (336, 24"W X 36"H X 20"D) | EA | 7095
676-2-132 | ITS CABINET (F&I) (BASE MOUNT) (336S, 24"W X 46"H X 22"D) | EA | 7150
676-2-133 | ITS CABINET (F&I) (BASE MOUNT) (334, 24"W X 66"H X 30"D) | EA | 6820
676-2-141 | ITS CABINET (F&I) (BASE MOUNT W/ SUNSHIELDS) (336, 24"W X 36"H X 20"D) | EA | 6765
676-2-142 | ITS CABINET (F&I) (BASE MOUNT W/ SUNSHIELDS) (336S, 24"W X 46"H X 22"D) | EA | 6985
676-2-143 | ITS CABINET (F&I) (BASE MOUNT W/ SUNSHIELDS) (334, 24"W X 66"H X 30"D) | EA | 7425
676-2-300 | ITS CABINET (INSTALL) | EA | 1375
676-2-400 | ITS CABINET (RELOCATE) | EA | 2145
676-2-500 | ITS CABINET (ADJUST/MODIFY) | EA | 1375
676-2-600 | ITS CABINET (REMOVE) | EA | 748
676-3-10 | SMALL EQUIPMENT ENCLOSURE (F&I) | EA | 2915
676-3-30 | SMALL EQUIPMENT ENCLOSURE (INSTALL) | EA | 1540
676-3-40 | SMALL EQUIPMENT ENCLOSURE (RELOCATE) | EA | 1540
676-3-50 | SMALL EQUIPMENT ENCLOSURE (ADJUST/MODIFY) | EA | 1155
676-3-60 | SMALL EQUIPMENT ENCLOSURE (REMOVE) | EA | 429
677-1-11 | EQUIPMENT SHELTER (F&I) (UP TO 120 SQFT) | EA | 82170
677-1-12 | EQUIPMENT SHELTER (F&I) (121 - 170 SQFT) | EA | 90860
677-1-13 | EQUIPMENT SHELTER (F&I) (171 - 250 SQFT) | EA | 123200
677-1-14 | EQUIPMENT SHELTER (F&I) (250 SQFT OR GREATER) | EA | 115500
677-1-30 | EQUIPMENT SHELTER (INSTALL) | EA | 22000
677-1-60 | EQUIPMENT SHELTER (REMOVE) | EA | 3300
678-1-104 | CONTROLLER ACCESSORIES (F&I) (LOAD SWITCH) | EA | 78.1
678-1-107 | CONTROLLER ACCESSORIES (F&I) (TYPE 1, TIME SWITCH) | EA | 434.5
678-1-108 | CONTROLLER ACCESSORIES (F&I) (TYPE 2, TIME SWITCH) | EA | 621.5
678-1-109 | CONTROLLER ACCESSORIES (F&I) (TYPE 3, TIME SWITCH) | EA | 742.5
678-1-110 | CONTROLLER ACCESSORIES (F&I) (TYPE 4, TIME SWITCH) | EA | 330
678-1-112 | CONTROLLER ACCESSORIES (F&I) (MASTER CLOCK UNIT) | EA | 445.5
678-1-307 | CONTROLLER ACCESSORIES (INSTALL) (TYPE 1, TIME SWITCH) | EA | 94.05
678-1-308 | CONTROLLER ACCESSORIES (INSTALL) (TYPE 2, TIME SWITCH) | EA | 94.05
678-1-309 | CONTROLLER ACCESSORIES (INSTALL) (TYPE 3, TIME SWITCH) | EA | 94.05
678-1-310 | CONTROLLER ACCESSORIES (INSTALL) (TYPE 4, TIME SWITCH) | EA | 94.05
678-1-312 | CONTROLLER ACCESSORIES (INSTALL) (MASTER CLOCK UNIT) | EA | 94.05
680-1-110 | SYSTEM CONTROL EQUIPMENT (F&I) (ADAPTIVE SIGNAL CONTROL SYSTEM) (NEMA) (COMPLETE SYSTEM) | EA | 44330
680-1-111 | SYSTEM CONTROL EQUIPMENT (F&I) (ADAPTIVE SIGNAL CONTROL SYSTEM) (NEMA) (CABINET EQUIPMENT) | EA | 31790
680-1-112 | SYSTEM CONTROL EQUIPMENT (F&I) (ADAPTIVE SIGNAL CONTROL SYSTEM) (NEMA) (ABOVE GROUND EQUIPMENT) | EA | 4070
680-1-120 | SYSTEM CONTROL EQUIPMENT (F&I) (ADAPTIVE SIGNAL CONTROL SYSTEM) (170) (COMPLETE SYSTEM) | EA | 43670
680-1-121 | SYSTEM CONTROL EQUIPMENT (F&I) (ADAPTIVE SIGNAL CONTROL SYSTEM) (170) (CABINET EQUIPMENT) | EA | 31790
680-1-122 | SYSTEM CONTROL EQUIPMENT (F&I) (ADAPTIVE SIGNAL CONTROL SYSTEM) (170) (ABOVE GROUND EQUIPMENT) | EA | 4070
680-1-300 | SYSTEM CONTROL EQUIPMENT (INSTALL) | EA | 2090
680-1-400 | SYSTEM CONTROL EQUIPMENT (RELOCATE) | EA | 3960
680-1-500 | SYSTEM CONTROL EQUIPMENT (ADJUST / MODIFY) | EA | 1155
680-1-600 | SYSTEM CONTROL EQUIPMENT (REMOVE) | EA | 940.5
680-1-900 | SYSTEM CONTROL EQUIPMENT (DIAGNOSTIC AND MISC REPAIR) | EA | 2970
682-1-11 | CCTV CAMERA (F&I) (DOME ENCLOSURE, PRESSURIZED) | EA | 5940
682-1-12 | CCTV CAMERA (F&I) (EXTERNAL ENCLOSURE, PRESSURIZED) | EA | 7700
682-1-13 | CCTV CAMERA (F&I) (DOME ENCLOSURE, NON-PRESSURIZED) | EA | 4675
682-1-14 | CCTV CAMERA (F&I) (EXTERNAL ENCLOSURE, NON-PRESSURIZED) | EA | 7480
682-1-30 | CCTV CAMERA (INSTALL) | EA | 1925
682-1-40 | CCTV CAMERA (RELOCATE) | EA | 1155
682-1-50 | CCTV CAMERA (ADJUST/MODIFY) | EA | 704
682-1-60 | CCTV CAMERA (REMOVE AND DISPOSE) | EA | 89.65
682-1-70 | CCTV CAMERA (REMOVE AND STOCKPILE) | EA | 181.5
682-2-11 | VIDEO DISPLAY EQUIPMENT (F&I) (VIDEO DISPLAY CONTROL SYSTEM) | EA | 6545
682-2-12 | VIDEO DISPLAY EQUIPMENT (F&I) (VIDEO WALL DISPLAY) | EA | 5885
682-2-30 | VIDEO DISPLAY EQUIPMENT (INSTALL) | EA | 2530
682-2-40 | VIDEO DISPLAY EQUIPMENT (RELOCATE) | EA | 3575
682-2-50 | VIDEO DISPLAY EQUIPMENT (ADJUST/MODIFY) | EA | 2970
682-2-60 | VIDEO DISPLAY EQUIPMENT (REMOVE AND DISPOSE) | EA | 940.5
682-2-70 | VIDEO DISPLAY EQUIPMENT (REMOVE AND STOCKPILE) | EA | 940.5
684-1-1 | MANAGED FIELD ETHERNET SWITCH (F&I) | EA | 3080
684-1-3 | MANAGED FIELD ETHERNET SWITCH (INSTALL) | EA | 742.5
684-1-4 | MANAGED FIELD ETHERNET SWITCH (RELOCATE) | EA | 236.5
684-1-5 | MANAGED FIELD ETHERNET SWITCH (ADJUST/MODIFY) | EA | 885.5
684-1-6 | MANAGED FIELD ETHERNET SWITCH (REMOVE AND DISPOSE) | EA | 159.5
684-2-1 | DEVICE SERVER (F&I) | EA | 1210
684-2-3 | DEVICE SERVER (INSTALL) | EA | 654.5
684-2-4 | DEVICE SERVER (RELOCATE) | EA | 269.5
684-2-5 | DEVICE SERVER (ADJUST/MODIFY) | EA | 929.5
684-2-6 | DEVICE SERVER (REMOVE AND DISPOSE) | EA | 115.5
684-3-11 | DIGITAL VIDEO ENCODER WITH SOFTWARE DECODER (F&I) (HARDENED ENCODER) | EA | 7645
684-3-30 | DIGITAL VIDEO ENCODER WITH SOFTWARE DECODER (INSTALL) | EA | 594
684-3-31 | DIGITAL VIDEO ENCODER WITH SOFTWARE DECODER INSTALL HARDENED ENCODER | EA | 2255
684-3-40 | DIGITAL VIDEO ENCODER WITH SOFTWARE DECODER (RELOCATE) | EA | 302.5
684-3-50 | DIGITAL VIDEO ENCODER WITH SOFTWARE DECODER (ADJUST/MODIFY) | EA | 808.5
684-3-60 | DIGITAL VIDEO ENCODER WITH SOFTWARE DECODER (REMOVE) | EA | 115.5
684-4-11 | DIGITAL VIDEO DECODER (F&I) (HARDWARE BASED DECODER) | EA | 2145
684-4-12 | DIGITAL VIDEO DECODER (F&I) (SOFTWARE BASED DECODER) | EA | 3190
684-4-30 | DIGITAL VIDEO DECODER (INSTALL) | EA | 808.5
684-4-41 | DIGITAL VIDEO DECODER (RELOCATE) (HARDWARE BASED DECODER) | EA | 302.5
684-4-42 | DIGITAL VIDEO DECODER (RELOCATE) (SOFTWARE BASED DECODER) | EA | 236.5
684-4-51 | DIGITAL VIDEO DECODER (ADJUST/MODIFY) (HARDWARE BASED DECODER) | EA | 302.5
684-4-52 | DIGITAL VIDEO DECODER (ADJUST/MODIFY) (SOFTWARE BASED DECODER) | EA | 225.5
684-4-61 | DIGITAL VIDEO DECODER (REMOVE AND DISPOSE) (HARDWARE BASED DECODER) | EA | 59.95
684-4-62 | DIGITAL VIDEO DECODER (REMOVE AND DISPOSE) (SOFTWARE BASED DECODER) | EA | 62.15
684-5-1 | MEDIA CONVERTER (F&I) | EA | 3740
684-5-3 | MEDIA CONVERTER (INSTALL) | EA | 1210
684-5-4 | MEDIA CONVERTER (RELOCATE) | EA | 302.5
684-5-5 | MEDIA CONVERTER (ADJUST/MODIFY) | EA | 0
684-5-6 | MEDIA CONVERTER (REMOVE AND DISPOSE) | EA | 115.5
684-6-11 | WIRELESS COMMUNICATION DEVICE (F&I) (ETHERNET ACCESS POINT) | EA | 8195
684-6-12 | WIRELESS COMMUNICATION DEVICE (F&I) (ETHERNET SUBSCRIBER UNTI) | EA | 8195
684-6-13 | WIRELESS COMMUNICATION DEVICE (F&I) (SERIAL DATA UNIT) | EA | 4455
684-6-30 | WIRELESS COMMUNICATION DEVICE (INSTALL) | EA | 10120
684-6-40 | WIRELESS COMMUNICATION DEVICE (RELOCATE) | EA | 2530
684-6-50 | WIRELESS COMMUNICATION DEVICE (ADJUST/MODIFY) | EA | 3795
684-6-60 | WIRELESS COMMUNICATION DEVICE (REMOVE AND DISPOSE) | EA | 632.5
685-106 | SYSTEM AUX. (UNINTERRUPTIBLE POWER SOURCE)(UPS) | EA | 6325
685-120 | SYSTEM AUX. (F&I) (TELEMETRY TRANSCEIVER) | EA | 1595
685-127 | SYSTEM AUX. (F&I) (TELEPHONE CONNECTION BOX) | EA | 885.5
685-128 | SYSTEM AUX. (F&I) (INTERFACE PANEL) | EA | 1815
685-140 | SYSTEM AUX. (F&I) (FIBER OPTIC, MODULATOR/ DEMODULATOR) | EA | 4070
685-141 | SYSTEM AUX. (F&I) (FIBER OPTIC, MULTIP) | EA | 1925
685-142 | SYSTEM AUXILIARIES (F&I) (VIDEO CENTRAL CONTROL EQUIPMENT) | EA | 12650
685-143 | SYSTEM AUXILIARIES (F&I) (VIDEO MONITORS) | EA | 1870
685-144 | SYSTEM AUXILIARIES (F&I) (VIDEO SYSTEM SUPPORT EQUIPMENT) | EA | 1870
685-155 | SYSTEM AUXILIARIES (F&I) (PLP FSK CARD) | EA | 1870
685-156 | SYSTEM AUXILIARIES (F&I) (FSK MODEM, INTERFACE PANEL WALL) | EA | 1265
685-157 | SYSTEM AUXILIARIES (F&I) (FSK MODEM, MULTIPLEXOR INTERFACE PANEL) | EA | 1870
685-158 | SYSTEM AUXILIARIES (F&I) (FSK MODEM, INTERFACE PANEL RACK) | EA | 1870
685-160 | SYSTEMA AUXILIARIES (F&I) (MICROWAVE RADAR DETECTION UNIT ASSEMBLY) | EA | 14410
685-161 | SYSTEM AUXILIARIES (F&I) (MODEM) | EA | 1870
687-1-11 | HIGHWAY ADVISORY RADIO (F&I) (SOLAR) | EA | 95700
687-1-12 | HIGHWAY ADVISORY RADIO (F&I) (AC) | EA | 93500
687-1-30 | HIGHWAY ADVISORY RADIO (INSTALL) | EA | 2200
687-1-41 | HIGHWAY ADVISORY RADIO (RELOCATE) (SOLAR) | EA | 6380
687-1-42 | HIGHWAY ADVISORY RADIO (RELOCATE) (AC) | EA | 5335
687-1-50 | HIGHWAY ADVISORY RADIO (ADJUST/MODIFY) | EA | 775.5
687-1-61 | HIGHWAY ADVISORY RADIO (REPLACE) (SOLAR) | EA | 55000
687-1-62 | HIGHWAY ADVISORY RADIO (REPLACE) (AC) | EA | 20680
687-1-71 | HIGHWAY ADVISORY RADIO (REMOVE AND INSTALL) (SOLAR) | EA | 3190
687-1-72 | HIGHWAY ADVISORY RADIO (REMOVE AND INSTALL) (AC) | EA | 3300
687-1-80 | HIGHWAY ADVISORY RADIO (PREVENTATIVE MAINTENANCE) | EA | 21340
687-1-90 | HIGHWAY ADVISORY RADIO (DIAGNOSTIC AND MISCELLANEOUS REPAIR) | EA | 20790
700-1-11 | SINGLE POST SIGN (F&I) (GROUND MOUNT) (UP TO 12 SF) | AS | 440
700-1-12 | SINGLE POST SIGN (F&I) (GROUND MOUNT) (12 TO 20 SF) | AS | 1265
700-1-13 | SINGLE POST SIGN (F&I) (GROUND MOUNT) (21 TO 30 SF) | AS | 1595
700-1-18 | SINGLE POST SIGN (F&I) (IN-STREET FLEXIBLE POST) | AS | 869
700-1-21 | SINGLE POST SIGN (F&I) (BARRIER MOUNT) (UP TO 12 SF) | AS | 1210
700-1-22 | SINGLE POST SIGN (F&I) (BARRIER MOUNT) (12 TO 20 SF) | AS | 1100
700-1-25 | SINGLE POST SIGN (F&I) (BARRIER MOUNT) (21 TO 24 SF) | AS | 1375
700-1-31 | SINGLE POST SIGN (F&I) (BRIDGE MOUNT) (UP TO 12 SF) | AS | 1320
700-1-32 | SINGLE POST SIGN (F&I) (BRIDGE MOUNT) (12 TO 20 SF) | AS | 1650
700-1-33 | SINGLE POST SIGN (F&I) (BRIDGE MOUNT) (21 TO 30 SF) | AS | 1980
700-1-34 | SINGLE POST SIGN (F&I) (BRIDGE MOUNT) (30+ SF) | AS | 1980
700-1-40 | SINGLE POST SIGN (INSTALL) | AS | 176
700-1-50 | SINGLE POST SIGN (RELOCATE) | AS | 819.5
700-1-60 | SINGLE POST SIGN (REMOVE) | AS | 55.55
700-1-74 | SINGLE POST SIGN (F&I) (CUSTOM WITH 30+ SF) | AS | 2255
700-2-11 | MULTI-POST SIGN (F&I) (GROUND MOUNT) (UP TO 12 SF) | AS | 2200
700-2-12 | MULTI-POST SIGN (F&I) (GROUND MOUNT) (12 TO 20 SF) | AS | 2365
700-2-13 | MULTI-POST SIGN (F&I) (GROUND MOUNT) (21 TO 30 SF) | AS | 2970
700-2-14 | MULTI-POST SIGN (F&I) (GROUND MOUNT) (31 TO 50 SF) | AS | 3685
700-2-15 | MULTI-POST SIGN (F&I) (GROUND MOUNT) (51 TO 100 SF) | AS | 5115
700-2-16 | MULTI-POST SIGN (F&I) (GROUND MOUNT) (101 TO 200 SF) | AS | 8415
700-2-17 | MULTI-POST SIGN (F&I) (GROUND MOUNT) (201 TO 300 SF) | AS | 12870
700-2-18 | MULTI-POST SIGN (F&I) (GROUND MOUNT) (301 TO 400 SF) | AS | 18920
700-2-40 | MULTI-POST SIGN (INSTALL) | AS | 1760
700-2-50 | MULTI-POST SIGN (F&I) (RELOCATE) | AS | 5005
700-2-60 | MULTI-POST SIGN (F&I) (REMOVE) | AS | 335.5
700-3-101 | SIGN PANEL (F&I) (GROUND MOUNT) (UP TO 12 SF) | EA | 187
700-3-102 | SIGN PANEL (F&I) (GROUND MOUNT) (12 TO 20 SF) | EA | 335.5
700-3-103 | SIGN PANEL (F&I) (GROUND MOUNT) (21 TO 30 SF) | EA | 616
700-3-104 | SIGN PANEL (F&I) (GROUND MOUNT) (31 TO 50 SF) | EA | 1072.5
700-3-105 | SIGN PANEL (F&I) (GROUND MOUNT) (51 TO 100 SF) | EA | 2200
700-3-106 | SIGN PANEL (F&I) (GROUND MOUNT) (101 TO 200 SF) | EA | 4235
700-3-107 | SIGN PANEL (F&I) (GROUND MOUNT) (201 TO 300 SF) | EA | 6490
700-3-108 | SIGN PANEL (F&I) (GROUND MOUNT) (301 TO 400 SF) | EA | 8800
700-3-201 | SIGN PANEL (F&I) (OVERHEAD MOUNT) (UP TO 12 SF) | EA | 407
700-3-202 | SIGN PANEL (F&I) (OVERHEAD MOUNT) (12 TO 20 SF) | EA | 704
700-3-203 | SIGN PANEL (F&I) (OVERHEAD MOUNT) (21 TO 30 SF) | EA | 1012
700-3-204 | SIGN PANEL (F&I) (OVERHEAD MOUNT) (31 TO 50 SF) | EA | 1485
700-3-205 | SIGN PANEL (F&I) (OVERHEAD MOUNT) (51 TO 100 SF) | EA | 2475
700-3-206 | SIGN PANEL (F&I) (OVERHEAD MOUNT) (101 TO 200 SF) | EA | 4620
700-3-207 | SIGN PANEL (F&I) (OVERHEAD MOUNT) (201 TO 300 SF) | EA | 7205
700-3-208 | SIGN PANEL (F&I) (OVERHEAD MOUNT) (301 TO 400 SF) | EA | 9735
700-3-209 | SIGN PANEL (F&I) (OVERHEAD MOUNT) (401 TO 500 SF) | EA | 11880
700-3-210 | SIGN PANEL (F&I) (OVERHEAD MOUNT) (501 TO 600 SF) | EA | 14850
700-3-211 | SIGN PANEL (F&I) (OVERHEAD MOUNT) (601 SF AND GREATER) | EA | 18700
700-3-224 | SIGN PANEL (F&I) (OVERHEAD MOUNT) (31 TO 50 SF) (WITH LIGHTING) | EA | 4400
700-3-225 | SIGN PANEL (F&I) (OVERHEAD MOUNT) (51 TO 100 SF) (WITH LIGHTING) | EA | 7480
700-3-226 | SIGN PANEL (F&I) (OVERHEAD MOUNT) (101 TO 200 SF) (WITH LIGHTING) | EA | 9350
700-3-227 | SIGN PANEL (F&I) (OVERHEAD MOUNT) (201 TO 300 SF) (WITH LIGHTING) | EA | 11880
700-3-228 | SIGN PANEL (F&I) (OVERHEAD MOUNT) (301 TO 400 SF) (WITH LIGHTING) | EA | 15510
700-3-229 | SIGN PANEL (F&I) (OVERHEAD MOUNT) (401 TO 500 SF) (WITH LIGHTING) | EA | 17600
700-3-230 | SIGN PANEL (F&I) (OVERHEAD MOUNT) (501 TO 600 SF) (WITH LIGHTING) | EA | 19690
700-3-231 | SIGN PANEL (F&I) (OVERHEAD MOUNT) (601 SF AND GREATER) (WITH LIGHTING) | EA | 26070
700-3-301 | SIGN PANEL (F&I) (BRIDGE MOUNT) (UP TO 12 SF) | EA | 407
700-3-302 | SIGN PANEL (F&I) (BRIDGE MOUNT) (12 TO 20 SF) | EA | 599.5
700-3-303 | SIGN PANEL (F&I) (BRIDGE MOUNT) (21 TO 30 SF) | EA | 808.5
700-3-304 | SIGN PANEL (F&I) (BRIDGE MOUNT) (31 TO 50 SF) | EA | 1155
700-3-401 | SIGN PANEL (INSTALL) (UP TO 12 SF) | EA | 159.5
700-3-402 | SIGN PANEL (INSTALL) (12 TO 20 SF) | EA | 242
700-3-403 | SIGN PANEL (INSTALL) (21 TO 30 SF) | EA | 319
700-3-404 | SIGN PANEL (INSTALL) (31 TO 50 SF) | EA | 396
700-3-405 | SIGN PANEL (INSTALL) (51 TO 100 SF) | EA | 533.5
700-3-406 | SIGN PANEL (INSTALL) (101 TO 200 SF) | EA | 687.5
700-3-407 | SIGN PANEL (INSTALL) (201 TO 300 SF) | EA | 1001
700-3-408 | SIGN PANEL (INSTALL) (301 TO 400 SF) | EA | 1320
700-3-501 | SIGN PANEL (RELOCATE) (UP TO 12 SF) | EA | 231
700-3-502 | SIGN PANEL (RELOCATE) (12 TO 20 SF) | EA | 335.5
700-3-503 | SIGN PANEL (RELOCATE) (21 TO 30 SF) | EA | 456.5
700-3-504 | SIGN PANEL (RELOCATE) (31 TO 50 SF) | EA | 764.5
700-3-505 | SIGN PANEL (RELOCATE) (51 TO 100 SF) | EA | 1100
700-3-506 | SIGN PANEL (RELOCATE) (101 TO 200 SF) | EA | 1595
700-3-507 | SIGN PANEL (RELOCATE) (201 TO 300 SF) | EA | 1705
700-3-508 | SIGN PANEL (RELOCATE) (301 TO 400 SF) | EA | 1705
700-3-524 | SIGN PANEL (RELOCATE) (OVERHEAD MOUNT) (31 TO 50 SF) (WITH LIGHTING) | EA | 962.5
700-3-525 | SIGN PANEL (RELOCATE) (OVERHEAD MOUNT) (51 TO 100 SF) (WITH LIGHTING) | EA | 1210
700-3-526 | SIGN PANEL (RELOCATE) (OVERHEAD MOUNT) (101 TO 200 SF) (WITH LIGHTING) | EA | 1540
700-3-527 | SIGN PANEL (RELOCATE) (OVERHEAD MOUNT) (201 TO 300 SF) (WITH LIGHTING) | EA | 1815
700-3-528 | SIGN PANEL (RELOCATE) (OVERHEAD MOUNT) (301 TO 400 SF) (WITH LIGHTING) | EA | 2200
700-3-529 | SIGN PANEL (RELOCATE) (OVERHEAD MOUNT) (401 TO 500 SF) (WITH LIGHTING) | EA | 2475
700-3-530 | SIGN PANEL (RELOCATE) (OVERHEAD MOUNT) (501 TO 600 SF) (WITH LIGHTING) | EA | 2750
700-3-531 | SIGN PANEL (RELOCATE) (OVERHEAD MOUNT) (601 SF AND GREATER) (WITH LIGHTING) | EA | 3025
700-3-601 | SIGN PANEL (REMOVE) (UP TO 12 SF) | EA | 13.75
700-3-602 | SIGN PANEL (REMOVE) (12 TO 20 SF) | EA | 13.75
700-3-603 | SIGN PANEL (REMOVE) (21 TO 30 SF) | EA | 28.05
700-3-604 | SIGN PANEL (REMOVE) (31 TO 50 SF) | EA | 55.55
700-3-605 | SIGN PANEL (REMOVE) (51 TO 100 SF) | EA | 220
700-3-606 | SIGN PANEL (REMOVE) (101 TO 200 SF) | EA | 335.5
700-3-607 | SIGN PANEL (REMOVE) (201 TO 300 SF) | EA | 335.5
700-3-608 | SIGN PANEL (REMOVE) (301 TO 400 SF) | EA | 500.5
700-3-609 | SIGN PANEL (REMOVE) (401 TO 500 SF) | EA | 665.5
700-3-610 | SIGN PANEL (REMOVE) (501 TO 600 SF) | EA | 830.5
700-3-611 | SIGN PANEL (REMOVE) (601 SF AND GREATER) | EA | 1001
700-3-624 | SIGN PANEL (REMOVE) (OVERHEAD MOUNT) (31 TO 50 SF) (WITH LIGHTING) | EA | 209
700-3-625 | SIGN PANEL (REMOVE) (OVERHEAD MOUNT) (51 TO 100 SF) (WITH LIGHTING) | EA | 825
700-3-626 | SIGN PANEL (REMOVE) (OVERHEAD MOUNT) (101 TO 200 SF) (WITH LIGHTING) | EA | 825
700-3-627 | SIGN PANEL (REMOVE) (OVERHEAD MOUNT) (201 TO 300 SF) (WITH LIGHTING) | EA | 929.5
700-3-628 | SIGN PANEL (REMOVE) (OVERHEAD MOUNT) (301 TO 400 SF) (WITH LIGHTING) | EA | 1265
700-3-629 | SIGN PANEL (REMOVE) (OVERHEAD MOUNT) (401 TO 500 SF) (WITH LIGHTING) | EA | 1100
700-3-630 | SIGN PANEL (REMOVE) (OVERHEAD MOUNT) (501 TO 600 SF) (WITH LIGHTING) | EA | 1210
700-3-631 | SIGN PANEL (REMOVE) (OVERHEAD MOUNT) (601 SF AND GREATER) (WITH LIGHTING) | EA | 1650
700-4-111 | OVERHEAD STATIC SIGN STRUCTURE (F&I) (CANTILEVER) (UP TO 20 FT) | EA | 60280
700-4-112 | OVERHEAD STATIC SIGN STRUCTURE (F&I) (CANTILEVER) (21 TO 30 FT) | EA | 68310
700-4-113 | OVERHEAD STATIC SIGN STRUCTURE (F&I) (CANTILEVER) (31 TO 40 FT) | EA | 83490
700-4-114 | OVERHEAD STATIC SIGN STRUCTURE (F&I) (CANTILEVER) (41 TO 50 FT) | EA | 94930
700-4-122 | OVERHEAD STATIC SIGN STRUCTURE (F&I) (SPAN) (21 TO 30 FT) | EA | 76450
700-4-123 | OVERHEAD STATIC SIGN STRUCTURE (F&I) (SPAN) (31 TO 40 FT) | EA | 87890
700-4-124 | OVERHEAD STATIC SIGN STRUCTURE (F&I) (SPAN) (41 TO 50 FT) | EA | 94490
700-4-125 | OVERHEAD STATIC SIGN STRUCTURE (F&I) (SPAN) (51 TO 100 FT) | EA | 139700
700-4-126 | OVERHEAD STATIC SIGN STRUCTURE (F&I) (SPAN) (101 TO 150 FT) | EA | 178200
700-4-127 | OVERHEAD STATIC SIGN STRUCTURE (F&I) (SPAN) (151 TO 200 FT) | EA | 240900
700-4-128 | OVERHEAD STATIC SIGN STRUCTURE (F&I) (SPAN) (201 FT OR GREATER) | EA | 341000
700-4-132 | OVERHEAD STATIC SIGN STRUCTURE (F&I) (MONOTUBE) (21 TO 30 FT) | EA | 105600
700-4-133 | OVERHEAD STATIC SIGN STRUCTURE (F&I) (MONOTUBE) (31 TO 40 FT) | EA | 113300
700-4-134 | OVERHEAD STATIC SIGN STRUCTURE (F&I) (MONOTUBE) (41 TO 50 FT) | EA | 125400
700-4-135 | OVERHEAD STATIC SIGN STRUCTURE (F&I) (MONOTUBE) (51 TO 100 FT) | EA | 182600
700-4-136 | OVERHEAD STATIC SIGN STRUCTURE (F&I) (MONOTUBE) (101 TO 150 FT) | EA | 235400
700-4-137 | OVERHEAD STATIC SIGN STRUCTURE (F&I) (MONOTUBE) (151 TO 200 FT) | EA | 290400
700-4-138 | OVERHEAD STATIC SIGN STRUCTURE (F&I) (MONOTUBE) (201 FT OR GREATER) | EA | 368500
700-4-140 | OVERHEAD STATIC SIGN STRUCTURE (F&I) (BRIDGE MOUNT) | EA | 7645
700-4-511 | OVERHEAD STATIC SIGN STRUCTURE (RELOCATE) (CANTILEVER) (UP TO 20 FT) | EA | 40260
700-4-512 | OVERHEAD STATIC SIGN STRUCTURE (RELOCATE) (CANTILEVER) (21 TO 30 FT) | EA | 40370
700-4-513 | OVERHEAD STATIC SIGN STRUCTURE (RELOCATE) (CANTILEVER) (31 TO 40 FT) | EA | 40480
700-4-514 | OVERHEAD STATIC SIGN STRUCTURE (RELOCATE) (CANTILEVER) (41 TO 50 FT) | EA | 40700
700-4-522 | OVERHEAD STATIC SIGN STRUCTURE (RELOCATE) (SPAN) (21 TO 30 FT) | EA | 57200
700-4-523 | OVERHEAD STATIC SIGN STRUCTURE (RELOCATE) (SPAN) (31 TO 40 FT) | EA | 57310
700-4-524 | OVERHEAD STATIC SIGN STRUCTURE (RELOCATE) (SPAN) (41 TO 50 FT) | EA | 57420
700-4-525 | OVERHEAD STATIC SIGN STRUCTURE (RELOCATE) (SPAN) (51 TO 100 FT) | EA | 57530
700-4-526 | OVERHEAD STATIC SIGN STRUCTURE (RELOCATE) (SPAN) (101 TO 150 FT) | EA | 57530
700-4-527 | OVERHEAD STATIC SIGN STRUCTURE (RELOCATE) (SPAN) (151 TO 200 FT) | EA | 57530
700-4-528 | OVERHEAD STATIC SIGN STRUCTURE (RELOCATE) (SPAN) (201 FT OR GREATER) | EA | 58410
700-4-532 | OVERHEAD STATIC SIGN STRUCTURE (RELOCATE) (MONOTUBE) (21 TO 30 FT) | EA | 35310
700-4-533 | OVERHEAD STATIC SIGN STRUCTURE (RELOCATE) (MONOTUBE) (31 TO 40 FT) | EA | 35200
700-4-534 | OVERHEAD STATIC SIGN STRUCTURE (RELOCATE) (MONOTUBE) (41 TO 50 FT) | EA | 38170
700-4-535 | OVERHEAD STATIC SIGN STRUCTURE (RELOCATE) (MONOTUBE) (51 TO 100 FT) | EA | 50160
700-4-536 | OVERHEAD STATIC SIGN STRUCTURE (RELOCATE) (MONOTUBE) (101 TO 150 FT) | EA | 50160
700-4-537 | OVERHEAD STATIC SIGN STRUCTURE (RELOCATE) (MONOTUBE) (151 TO 200 FT) | EA | 50160
700-4-538 | OVERHEAD STATIC SIGN STRUCTURE (RELOCATE) (MONOTUBE) (201 FT OR GREATER) | EA | 51590
700-4-540 | OVERHEAD STATIC SIGN STRUCTURE (RELOCATE) (BRIDGE MOUNT) | EA | 2365
700-4-610 | OVERHEAD STATIC SIGN STRUCTURE (REMOVE) (CANTILEVER) | EA | 6600
700-4-620 | OVERHEAD STATIC SIGN STRUCTURE (REMOVE) (SPAN) | EA | 11440
700-4-630 | OVERHEAD STATIC SIGN STRUCTURE (REMOVE) (MONOTUBE) | EA | 11660
700-4-640 | OVERHEAD STATIC SIGN STRUCTURE (REMOVE) (BRIDGE MOUNT) | EA | 1430
700-4-810 | OVERHEAD STATIC SIGN STRUCTURE (REPAIR) (CANTILEVER) | EA | 1650
700-4-820 | OVERHEAD STATIC SIGN STRUCTURE (REPAIR) (SPAN) | EA | 1430
700-4-830 | OVERHEAD STATIC SIGN STRUCTURE (REPAIR) (MONOTUBE) | EA | 1650
700-4-840 | OVERHEAD STATIC SIGN STRUCTURE (REPAIR) (BRIDGE MOUNT) | EA | 715
700-5-11 | INTERNALLY ILLUMINATED SIGN (F&I) (GROUND MOUNT) (UP TO 12 SF) | EA | 4785
700-5-12 | INTERNALLY ILLUMINATED SIGN (F&I) (GROUND MOUNT) (12 TO 18 SF) | EA | 4785
700-5-21 | INTERNALLY ILLUMINATED SIGN (F&I) (OVERHEAD MOUNT) (UP TO 12 SF) | EA | 3520
700-5-22 | INTERNALLY ILLUMINATED SIGN (F&I) (OVERHEAD MOUNT) (12 TO 18 SF) | EA | 4070
700-5-40 | INTERNALLY ILLUMINATED SIGN (INSTALL) | EA | 588.5
700-5-50 | INTERNALLY ILLUMINATED SIGN (RELOCATE) | EA | 709.5
700-5-60 | INTERNALLY ILLUMINATED SIGN (REMOVE) | EA | 181.5
700-6-11 | HIGHLIGHTED SIGN (F&I) (GROUND MOUNT) (AC POWERED) (UP TO 12 SF) | AS | 4070
700-6-12 | HIGHLIGHTED SIGN (F&I) (GROUND MOUNT) (AC POWERED) (12 TO 20 SF) | AS | 4675
700-6-21 | HIGHLIGHTED SIGN (F&I) (GROUND MOUNT) (SOLAR) (UP TO 12 SF) | AS | 4125
700-6-22 | HIGHLIGHTED SIGN (F&I) (GROUND MOUNT) (SOLAR) (12 TO 20 SF) | AS | 4730
700-6-40 | HIGHLIGHTED SIGN (INSTALL) | AS | 445.5
700-6-50 | HIGHLIGHTED SIGN (RELOCATE) | AS | 1089
700-6-60 | HIGHLIGHTED SIGN (F&I) (REMOVE) | AS | 110
700-7-111 | EMBEDDED DYNAMIC MESSAGE SIGN (F&I W/ UPS) (MONOCHROME) (UP TO 12 SQFT) | EA | 28160
700-7-112 | EMBEDDED DYNAMIC MESSAGE SIGN (F&I W/ UPS) (MONOCHROME) (12-20 SQFT) | EA | 28930
700-7-121 | EMBEDDED DYNAMIC MESSAGE SIGN (F&I W/ UPS) (TRI-COLOR) (UP TO 12 SQFT) | EA | 28160
700-7-122 | EMBEDDED DYNAMIC MESSAGE SIGN (F&I W/ UPS) (TRI-COLOR) (12-20 SQFT) | EA | 28930
700-7-131 | EMBEDDED DYNAMIC MESSAGE SIGN (F&I W/ UPS) (FULL COLOR) (UP TO 12 SQFT) | EA | 34980
700-7-132 | EMBEDDED DYNAMIC MESSAGE SIGN (F&I W/ UPS) (FULL COLOR) (12-20 SQFT) | EA | 38390
700-7-211 | EMBEDDED DYNAMIC MESSAGE SIGN (F&I W/O UPS) (MONOCHROME) (UP TO 12 SQFT) | EA | 25190
700-7-212 | EMBEDDED DYNAMIC MESSAGE SIGN (F&I W/O UPS) (MONOCHROME) (12-20 SQFT) | EA | 24310
700-7-221 | EMBEDDED DYNAMIC MESSAGE SIGN (F&I W/O UPS) (TRI-COLOR) (UP TO 12 SQFT) | EA | 24310
700-7-222 | EMBEDDED DYNAMIC MESSAGE SIGN (F&I W/O UPS) (TRI-COLOR) (12-20 SQFT) | EA | 25190
700-7-231 | EMBEDDED DYNAMIC MESSAGE SIGN (F&I W/O UPS) (FULL COLOR) (UP TO 12 SQFT) | EA | 25190
700-7-232 | EMBEDDED DYNAMIC MESSAGE SIGN (F&I W/O UPS) (FULL COLOR) (12-20 SQFT) | EA | 28600
700-7-400 | EMBEDDED DYNAMIC MESSAGE SIGN (INSTALL) | EA | 4455
700-7-500 | EMBEDDED DYNAMIC MESSAGE SIGN (RELOCATE) | EA | 5280
700-7-600 | EMBEDDED DYNAMIC MESSAGE SIGN (REMOVE) | EA | 1078
700-7-700 | EMBEDDED DYNAMIC MESSAGE SIGN (PREVENTATIVE MAINTENANCE) | EA | 3575
700-7-800 | EMBEDDED DYNAMIC MESSAGE SIGN (DIAGNOSTIC AND MISCELLANEOUS REPAIR) | EA | 8250
700-8-111 | FRONT ACCESS DYNAMIC MESSAGE SIGN (F&I W/ UPS) (MONOCHROME) (UP TO 12 SQFT) | EA | 29810
700-8-112 | FRONT ACCESS DYNAMIC MESSAGE SIGN (F&I W/ UPS) (MONOCHROME) (12-20 SQFT) | EA | 30580
700-8-113 | FRONT ACCESS DYNAMIC MESSAGE SIGN (F&I W/ UPS) (MONOCHROME) (21-30 SQFT) | EA | 31900
700-8-114 | FRONT ACCESS DYNAMIC MESSAGE SIGN (F&I W/ UPS) (MONOCHROME) (31-50 SQFT) | EA | 57090
700-8-115 | FRONT ACCESS DYNAMIC MESSAGE SIGN (F&I W/ UPS) (MONOCHROME) (51-100 SQFT) | EA | 75350
700-8-116 | FRONT ACCESS DYNAMIC MESSAGE SIGN (F&I W/ UPS) (MONOCHROME) (101-200 SQFT) | EA | 94160
700-8-121 | FRONT ACCESS DYNAMIC MESSAGE SIGN (F&I W/ UPS) (TRI-COLOR) (UP TO 12 SQFT) | EA | 29810
700-8-122 | FRONT ACCESS DYNAMIC MESSAGE SIGN (F&I W/ UPS) (TRI-COLOR) (12-20 SQFT) | EA | 30580
700-8-123 | FRONT ACCESS DYNAMIC MESSAGE SIGN (F&I W/ UPS) (TRI-COLOR) (21-30 SQFT) | EA | 31900
700-8-124 | FRONT ACCESS DYNAMIC MESSAGE SIGN (F&I W/ UPS) (TRI-COLOR) (31-50 SQFT) | EA | 61270
700-8-125 | FRONT ACCESS DYNAMIC MESSAGE SIGN (F&I W/ UPS) (TRI-COLOR) (51-100 SQFT) | EA | 92620
700-8-126 | FRONT ACCESS DYNAMIC MESSAGE SIGN (F&I W/ UPS) (TRI-COLOR) (101-200 SQFT) | EA | 127600
700-8-131 | FRONT ACCESS DYNAMIC MESSAGE SIGN (F&I W/ UPS) (FULL COLOR) (UP TO 12 SQFT) | EA | 33220
700-8-132 | FRONT ACCESS DYNAMIC MESSAGE SIGN (F&I W/ UPS) (FULL COLOR) (12-20 SQFT) | EA | 36740
700-8-133 | FRONT ACCESS DYNAMIC MESSAGE SIGN (F&I W/ UPS) (FULL COLOR) (21-30 SQFT) | EA | 42900
700-8-134 | FRONT ACCESS DYNAMIC MESSAGE SIGN (F&I W/ UPS) (FULL COLOR) (31-50 SQFT) | EA | 61270
700-8-135 | FRONT ACCESS DYNAMIC MESSAGE SIGN (F&I W/ UPS) (FULL COLOR) (51-100 SQFT) | EA | 26840
700-8-136 | FRONT ACCESS DYNAMIC MESSAGE SIGN (F&I W/ UPS) (FULL COLOR) (101-200 SQFT) | EA | 33440
700-8-211 | FRONT ACCESS DYNAMIC MESSAGE SIGN (F&I W/ UPS) (MONOCHROME) (UP TO 12 SQFT) | EA | 26070
700-8-212 | FRONT ACCESS DYNAMIC MESSAGE SIGN (F&I W/O UPS) (MONOCHROME) (12-20 SQFT) | EA | 26840
700-8-213 | FRONT ACCESS DYNAMIC MESSAGE SIGN (F&I W/O UPS) (MONOCHROME) (21-30 SQFT) | EA | 28160
700-8-214 | FRONT ACCESS DYNAMIC MESSAGE SIGN (F&I W/O UPS) (MONOCHROME) (31-50 SQFT) | EA | 53350
700-8-215 | FRONT ACCESS DYNAMIC MESSAGE SIGN (F&I W/O UPS) (MONOCHROME) (51-100 SQFT) | EA | 68970
700-8-216 | FRONT ACCESS DYNAMIC MESSAGE SIGN (F&I W/O UPS) (MONOCHROME) (101-200 SQFT) | EA | 87560
700-8-221 | FRONT ACCESS DYNAMIC MESSAGE SIGN (F&I W/O UPS) (TRI-COLOR) (UP TO 12 SQFT) | EA | 26070
700-8-222 | FRONT ACCESS DYNAMIC MESSAGE SIGN (F&I W/O UPS) (TRI-COLOR) (12-20 SQFT) | EA | 26840
700-8-223 | FRONT ACCESS DYNAMIC MESSAGE SIGN (F&I W/O UPS) (TRI-COLOR) (21-30 SQFT) | EA | 28160
700-8-224 | FRONT ACCESS DYNAMIC MESSAGE SIGN (F&I W/O UPS) (TRI-COLOR) (31-50 SQFT) | EA | 54780
700-8-225 | FRONT ACCESS DYNAMIC MESSAGE SIGN (F&I W/O UPS) (TRI-COLOR) (51-100 SQFT) | EA | 84370
700-8-226 | FRONT ACCESS DYNAMIC MESSAGE SIGN (F&I W/O UPS) (TRI-COLOR) (101-200 SQFT) | EA | 113300
700-8-231 | FRONT ACCESS DYNAMIC MESSAGE SIGN (F&I W/O UPS) (FULL COLOR) (UP TO 12 SQFT) | EA | 26840
700-8-232 | FRONT ACCESS DYNAMIC MESSAGE SIGN (F&I W/O UPS) (FULL COLOR) (12-20 SQFT) | EA | 30250
700-8-233 | FRONT ACCESS DYNAMIC MESSAGE SIGN (F&I W/O UPS) (FULL COLOR) (21-30 SQFT) | EA | 36410
700-8-234 | FRONT ACCESS DYNAMIC MESSAGE SIGN (F&I W/O UPS) (FULL COLOR) (31-50 SQFT) | EA | 54780
700-8-235 | FRONT ACCESS DYNAMIC MESSAGE SIGN (F&I W/O UPS) (FULL COLOR) (51-100 SQFT) | EA | 84370
700-8-236 | FRONT ACCESS DYNAMIC MESSAGE SIGN (F&I W/O UPS) (FULL COLOR) (101-200 SQFT) | EA | 113300
700-8-400 | FRONT ACCESS DYNAMIC MESSAGE SIGN (INSTALL) | EA | 5280
700-8-500 | FRONT ACCESS DYNAMIC MESSAGE SIGN (RELOCATE) | EA | 7975
700-8-600 | FRONT ACCESS MESSAGE SIGN (REMOVE) | EA | 1430
700-8-700 | FRONT ACCESS MESSAGE SIGN (PREVENTATIVE MAINTENANCE) | EA | 4290
700-8-800 | FRONT ACCESS MESSAGE SIGN (DIAGNOSTIC AND MISCELLANEOUS REPAIR) | EA | 6545
700-9-117 | WALK-IN DYNAMIC MESSAGE SIGN (F&I W/ UPS) (MONOCHROME) (201-300 SQFT) | EA | 100540
700-9-127 | WALK-IN DYNAMIC MESSAGE SIGN (F&I W/ UPS) (TRI-COLOR) (201-300 SQFT) | EA | 167200
700-9-137 | WALK-IN DYNAMIC MESSAGE SIGN (F&I W/ UPS) (FULL COLOR) (201-300 SQFT) | EA | 140800
700-9-217 | WALK-IN DYNAMIC MESSAGE SIGN (F&I W/O UPS) (MONOCHROME) (201-300 SQFT) | EA | 91850
700-9-227 | WALK-IN DYNAMIC MESSAGE SIGN (F&I W/O UPS) (TRI-COLOR) (201-300 SQFT) | EA | 140800
700-9-237 | WALK-IN DYNAMIC MESSAGE SIGN (F&I W/O UPS) (FULL COLOR) (201-300 SQFT) | EA | 140800
700-9-400 | WALK-IN DYNAMIC MESSAGE SIGN (INSTALL) | EA | 6105
700-9-500 | WALK-IN DYNAMIC MESSAGE SIGN (RELOCATE) | EA | 6105
700-9-600 | WALK-IN DYNAMIC MESSAGE SIGN (REMOVE) | EA | 1430
700-9-700 | WALK-IN DYNAMIC MESSAGE SIGN (PREVENTATIVE MAINTENANCE) | EA | 5610
700-9-800 | WALK-IN DYNAMIC MESSAGE SIGN (DIAGNOSTIC AND MISCELLANEOUS REPAIR) | EA | 8580
700-10-112 | DYNAMIC MESSAGE SIGN SUPPORT STRUCTURE (F&I) (SPAN) (21-30 FT) | EA | 73920
700-10-113 | DYNAMIC MESSAGE SIGN SUPPORT STRUCTURE (F&I) (SPAN) (31-40 FT) | EA | 86790
700-10-114 | DYNAMIC MESSAGE SIGN SUPPORT STRUCTURE (F&I) (SPAN) (41-50 FT) | EA | 94710
700-10-115 | DYNAMIC MESSAGE SIGN SUPPORT STRUCTURE (F&I) (SPAN) (51-100 FT) | EA | 144100
700-10-116 | DYNAMIC MESSAGE SIGN SUPPORT STRUCTURE (F&I) (SPAN) (101-150 FT) | EA | 202400
700-10-117 | DYNAMIC MESSAGE SIGN SUPPORT STRUCTURE (F&I) (SPAN) (151-200 FT) | EA | 256300
700-10-118 | DYNAMIC MESSAGE SIGN SUPPORT STRUCTURE (F&I) (SPAN) (201 FT OR GREATER) | EA | 349800
700-10-121 | DYNAMIC MESSAGE SIGN SUPPORT STRUCTURE (F&I) (CANTILEVER) (UP TO 20 FT) | EA | 61820
700-10-122 | DYNAMIC MESSAGE SIGN SUPPORT STRUCTURE (F&I) (CANTILEVER) (21-30 FT) | EA | 68750
700-10-123 | DYNAMIC MESSAGE SIGN SUPPORT STRUCTURE (F&I) (CANTILEVER) (31-40 FT) | EA | 82170
700-10-124 | DYNAMIC MESSAGE SIGN SUPPORT STRUCTURE (F&I) (CANTILEVER) (41-50 FT) | EA | 88990
700-10-130 | DYNAMIC MESSAGE SIGN SUPPORT STRUCTURE (F&I) (PEDESTAL) | EA | 85470
700-10-140 | DYNAMIC MESSAGE SIGN SUPPORT STRUCTURE (F&I) (MULTI-POST) | EA | 9570
700-10-400 | DYNAMIC MESSAGE SIGN SUPPORT STRUCTURE (RELOCATE SIGN) | EA | 45320
700-10-500 | DYNAMIC MESSAGE SIGN SUPPORT STRUCTURE (REMOVE) | EA | 11440
700-11-111 | ELECTRONIC DISPLAY SIGN (F&I, GROUND MOUNT - AC POWERED) (ELECTRONIC WARNING SIGN) (UP TO 12 SQFT) | EA | 6545
700-11-112 | ELECTRONIC DISPLAY SIGN (F&I, GROUND MOUNT - AC POWERED) (ELECTRONIC WARNING SIGN) (13-20 SQFT) | EA | 6600
700-11-117 | ELECTRONIC DISPLAY SIGN (F&I, GROUND MOUNT - AC POWERED) (ELECTRONIC WARNING SIGN) (201-300 SQFT) | EA | 20790
700-11-121 | ELECTRONIC DISPLAY SIGN (F&I, GROUND MOUNT - AC POWERED) (ELECTRONIC REGULATORY SIGN) (UP TO 12 SQFT) | EA | 6545
700-11-122 | ELECTRONIC DISPLAY SIGN (F&I, GROUND MOUNT - AC POWERED) (ELECTRONIC REGULATORY SIGN) (13-20 SQFT) | EA | 6600
700-11-131 | ELECTRONIC DISPLAY SIGN (F&I, GROUND MOUNT - AC POWERED) (ELECTRONIC SPEED FEEDBACK SIGN) (UP TO 12 SQFT) | EA | 6215
700-11-132 | ELECTRONIC DISPLAY SIGN (F&I, GROUND MOUNT - AC POWERED) (ELECTRONIC SPEED FEEDBACK SIGN) (13-20 SQFT) | EA | 6270
700-11-137 | ELECTRONIC DISPLAY SIGN (F&I, GROUND MOUNT - AC POWERED) (ELECTRONIC SPEED FEEDBACK SIGN) (201-300 SQFT) | EA | 20790
700-11-141 | ELECTRONIC DISPLAY SIGN (F&I, GROUND MOUNT - AC POWERED) (ELECTRONIC WARNING SIGN WITH FLASHING BEACON SIGN) (UP TO 12 SQFT) | EA | 7205
700-11-142 | ELECTRONIC DISPLAY SIGN (F&I, GROUND MOUNT - AC POWERED) (ELECTRONIC WARNING SIGN WITH FLASHING BEACON SIGN) (13-20 SQFT) | EA | 7260
700-11-147 | ELECTRONIC DISPLAY SIGN (F&I, GROUND MOUNT - AC POWERED) (ELECTRONIC WARNING SIGN WITH FLASHING BEACON SIGN) (201-300 SQFT) | EA | 20790
700-11-151 | ELECTRONIC DISPLAY SIGN (F&I, GROUND MOUNT - AC POWERED) (ELECTRONIC REGULATORY SIGN WITH FLASHING BEACON SIGN) (UP TO 12 SQFT) | EA | 7205
700-11-152 | ELECTRONIC DISPLAY SIGN (F&I, GROUND MOUNT - AC POWERED) (ELECTRONIC REGULATORY SIGN WITH FLASHING BEACON SIGN) (13-20 SQFT) | EA | 7260
700-11-161 | ELECTRONIC DISPLAY SIGN (F&I, GROUND MOUNT - AC POWERED) (ELECTRONIC SPEED FEEDBACK SIGN WITH FLASHING BEACON SIGN) (UP TO 12 SQFT) | EA | 6875
700-11-162 | ELECTRONIC DISPLAY SIGN (F&I, GROUND MOUNT - AC POWERED) (ELECTRONIC SPEED FEEDBACK SIGN WITH FLASHING BEACON SIGN) (13-20 SQFT) | EA | 6875
700-11-211 | ELECTRONIC DISPLAY SIGN (F&I, GROUND MOUNT - SOLAR POWERED) (ELECTRONIC WARNING SIGN) (UP TO 12 SQFT) | EA | 7865
700-11-212 | ELECTRONIC DISPLAY SIGN (F&I, GROUND MOUNT - SOLAR POWERED) (ELECTRONIC WARNING SIGN) (13-20 SQFT) | EA | 7920
700-11-221 | ELECTRONIC DISPLAY SIGN (F&I, GROUND MOUNT - SOLAR POWERED) (ELECTRONIC REGULATORY SIGN) (UP TO 12 SQFT) | EA | 7865
700-11-222 | ELECTRONIC DISPLAY SIGN (F&I, GROUND MOUNT - SOLAR POWERED) (ELECTRONIC REGULATORY SIGN) (13-20 SQFT) | EA | 7920
700-11-231 | ELECTRONIC DISPLAY SIGN (F&I, GROUND MOUNT - SOLAR POWERED) (ELECTRONIC SPEED FEEDBACK SIGN) (UP TO 12 SQFT) | EA | 7535
700-11-232 | ELECTRONIC DISPLAY SIGN (F&I, GROUND MOUNT - SOLAR POWERED) (ELECTRONIC SPEED FEEDBACK SIGN) (13-20 SQFT) | EA | 7590
700-11-237 | ELECTRONIC DISPLAY SIGN (F&I, GROUND MOUNT - SOLAR POWERED) (ELECTRONIC SPEED FEEDBACK SIGN) (201-300 SQFT) | EA | 20790
700-11-241 | ELECTRONIC DISPLAY SIGN (F&I, GROUND MOUNT - SOLAR POWERED) (ELECTRONIC WARNING SIGN WITH FLASHING BEACON SIGN) (UP TO 12 SQFT) | EA | 8525
700-11-242 | ELECTRONIC DISPLAY SIGN (F&I, GROUND MOUNT - SOLAR POWERED) (ELECTRONIC WARNING SIGN WITH FLASHING BEACON SIGN) (13-20 SQFT) | EA | 8580
700-11-247 | ELECTRONIC DISPLAY SIGN (F&I, GROUND MOUNT - SOLAR POWERED) (ELECTRONIC WARNING SIGN WITH FLASHING BEACON SIGN) (201-300 SQFT) | EA | 20680
700-11-251 | ELECTRONIC DISPLAY SIGN (F&I, GROUND MOUNT - SOLAR POWERED) (ELECTRONIC REGULATORY SIGN WITH FLASHING BEACON SIGN) (UP TO 12 SQFT) | EA | 8525
700-11-252 | ELECTRONIC DISPLAY SIGN (F&I, GROUND MOUNT - SOLAR POWERED) (ELECTRONIC REGULATORY SIGN WITH FLASHING BEACON SIGN) (13-20 SQFT) | EA | 8580
700-11-257 | ELECTRONIC DISPLAY SIGN (F&I, GROUND MOUNT - SOLAR POWERED) (ELECTRONIC REGULATORY SIGN WITH FLASHING BEACON SIGN) (201-300 SQFT) | EA | 20680
700-11-261 | ELECTRONIC DISPLAY SIGN (F&I, GROUND MOUNT - SOLAR POWERED) (ELECTRONIC SPEED FEEDBACK SIGN WITH FLASHING BEACON SIGN) (UP TO 12 SQFT) | EA | 8195
700-11-262 | ELECTRONIC DISPLAY SIGN (F&I, GROUND MOUNT - SOLAR POWERED) (ELECTRONIC SPEED FEEDBACK SIGN WITH FLASHING BEACON SIGN) (13-20 SQFT) | EA | 8250
700-11-267 | ELECTRONIC DISPLAY SIGN (F&I, GROUND MOUNT - SOLAR POWERED) (ELECTRONIC SPEED FEEDBACK SIGN WITH FLASHING BEACON SIGN) (201-300 SQFT) | EA | 20680
700-11-391 | ELECTRONIC DISPLAY SIGN (F&I, OVERHEAD MOUNT) (BLANK-OUT SIGN) (UP TO 12 SQFT) | EA | 6490
700-11-400 | ELECTRONIC DISPLAY SIGN (INSTALL) | EA | 1072.5
700-11-500 | ELECTRONIC DISPLAY SIGN (RELOCATE SIGN) | EA | 390.5
700-11-600 | ELECTRONIC DISPLAY SIGN (REMOVE, GROUND MOUNT) | EA | 209
700-11-700 | ELECTRONIC DISPLAY SIGN (REMOVE, OVERHEAD MOUNT) | EA | 209
700-11-800 | ELECTRONIC DISPLAY SIGN (PREVENTATIVE MAINTENANCE) | EA | 374
700-11-900 | ELECTRONIC DISPLAY SIGN (DIAGNOSTIC AND MISCELLANEOUS REPAIR) | EA | 561
700-12-11 | SIGN BEACON (F&I, GROUND MOUNT - AC POWERED) (ONE BEACON) | EA | 3630
700-12-12 | SIGN BEACON (F&I, GROUND MOUNT - AC POWERED) (TWO BEACON) | EA | 5555
700-12-21 | SIGN BEACON (F&I, GROUND MOUNT - SOLAR POWERED) (ONE BEACON) | EA | 5830
700-12-22 | SIGN BEACON (F&I, GROUND MOUNT - SOLAR POWERED) (TWO BEACON) | EA | 6105
700-12-31 | SIGN BEACON (F&I, OVERHEAD MOUNT) (ONE BEACON) | EA | 2695
700-12-32 | SIGN BEACON (F&I, OVERHEAD MOUNT) (TWO BEACON) | EA | 4015
700-12-40 | SIGN BEACON (INSTALL) | EA | 935
700-12-50 | SIGN BEACON (RELOCATE BEACON) | EA | 1650
700-12-60 | SIGN BEACON (REMOVE BEACON) | EA | 825
701-15-111 | AUDIBLE & VIBRATORY PAVEMENT MARKING (STANDARD - OPEN GRADED ASPHALT) (WHITE) (SOLID) (6") | NM | 121
701-15-112 | AUDIBLE & VIBRATORY PAVEMENT MARKING (STANDARD - OPEN GRADED ASPHALT) (WHITE) (SOLID) (8") | NM | 91.85
701-15-121 | AUDIBLE & VIBRATORY PAVEMENT MARKING (STANDARD - OPEN GRADED ASPHALT) (WHITE) (SKIP) (6") | GM | 99
701-15-122 | AUDIBLE & VIBRATORY PAVEMENT MARKING (STANDARD - OPEN GRADED ASPHALT) (WHITE) (SKIP) (8") | GM | 126.5
| AUDIBLE & VIBRATORY PAVEMENT MARKING (STANDARD - OPEN GRADED ASPHALT) (YELLOW) (SOLID) (6") | NM | 53.35
701-15-212 | AUDIBLE & VIBRATORY PAVEMENT MARKING (STANDARD - OPEN GRADED ASPHALT) (YELLOW) (SOLID) (8") | NM | 32.45
701-15-221 | AUDIBLE & VIBRATORY PAVEMENT MARKING (STANDARD - OPEN GRADED ASPHALT) (YELLOW) (SKIP) (6") | GM | 94.6
701-15-222 | AUDIBLE & VIBRATORY PAVEMENT MARKING (STANDARD - OPEN GRADED ASPHALT) (YELLOW) (SKIP) (8") | GM | 61.05
701-16-111 | AUDIBLE & VIBRATORY PAVEMENT MARKING (STANDARD - OTHER SURFACES) (WHITE) (SOLID) (6") | NM | 4662
701-16-112 | AUDIBLE & VIBRATORY PAVEMENT MARKING (STANDARD - OTHER SURFACES) (WHITE) (SOLID) (8") | NM | 5772
701-16-121 | AUDIBLE & VIBRATORY PAVEMENT MARKING (STANDARD - OTHER SURFACES) (WHITE) (SKIP) (6") | GM | 1665
701-16-122 | AUDIBLE & VIBRATORY PAVEMENT MARKING (STANDARD - OTHER SURFACES) (WHITE) (SKIP) (8") | GM | 2220
701-16-211 | AUDIBLE & VIBRATORY PAVEMENT MARKING (STANDARD - OTHER SURFACES) (YELLOW) (SOLID) (6") | NM | 4662
701-16-212 | AUDIBLE & VIBRATORY PAVEMENT MARKING (STANDARD - OTHER SURFACES) (YELLOW) (SOLID) (8") | NM | 6105
701-16-221 | AUDIBLE & VIBRATORY PAVEMENT MARKING (STANDARD - OTHER SURFACES) (YELLOW) (SKIP) (6") | GM | 1665
701-16-222 | AUDIBLE & VIBRATORY PAVEMENT MARKING (STANDARD - OTHER SURFACES) (YELLOW) (SKIP) (8") | GM | 2775
705-10-1 | OBJECT MARKER (TYPE 1) | EA | 121
705-10-2 | OBJECT MARKER (TYPE 2) | EA | 91.85
705-10-3 | OBJECT MARKER (TYPE 3) | EA | 99
705-10-4 | OBJECT MARKER (TYPE 4) | EA | 126.5
705-11-1 | DELINEATOR (FLEXIBLE TUBULAR) | EA | 53.35
705-11-2 | DELINEATOR (NON-FLEXIBLE) | EA | 32.45
705-11-3 | DELINEATOR (FLEXIBLE HIGH VISIBLITY MEDIAN) | EA | 94.6
705-11-4 | DELINEATOR (FLEXIBLE HIGH PERFORMANCE) | EA | 61.05
706-3 | RETRO-REFLECTIVE PAVEMENT MARKERS | EA | 4.44
709-11-111 | TRAFFIC STRIPE - TWO REACTIVE COMPONENTS (STANDARD) (WHITE) (SOLID) (6") | NM | 6660
709-11-112 | TRAFFIC STRIPE - TWO REACTIVE COMPONENTS (STANDARD) (WHITE) (SOLID) (8") | NM | 7770
709-11-123 | TRAFFIC STRIPE - TWO REACTIVE COMPONENTS (STANDARD) (WHITE) (SOLID) (12") | LF | 4.44
709-11-124 | TRAFFIC STRIPE - TWO REACTIVE COMPONENTS (STANDARD) (WHITE) (SOLID) (18") | LF | 5.55
709-11-125 | TRAFFIC STRIPE - TWO REACTIVE COMPONENTS (STANDARD) (WHITE) (SOLID) (24") | LF | 6.66
709-11-131 | TRAFFIC STRIPE - TWO REACTIVE COMPONENTS (STANDARD) (WHITE) (SKIP) (6") | GM | 2775
709-11-133 | TRAFFIC STRIPE - TWO REACTIVE COMPONENTS (STANDARD) (WHITE) (SKIP) (12") | GM | 5550
709-11-151 | TRAFFIC STRIPE - TWO REACTIVE COMPONENTS (STANDARD) (WHITE) (DOTTED / GUIDELINE / 6-10 GAP EXTENSION) (6") | LF | 2.22
709-11-152 | TRAFFIC STRIPE - TWO REACTIVE COMPONENTS (STANDARD) (WHITE) (DOTTED / GUIDELINE / 6-10 GAP EXTENSION) (8") | LF | 2.775
709-11-153 | TRAFFIC STRIPE - TWO REACTIVE COMPONENTS (STANDARD) (WHITE) (DOTTED / GUIDELINE / 6-10 GAP EXTENSION) (12") | LF | 3.33
709-11-154 | TRAFFIC STRIPE - TWO REACTIVE COMPONENTS (STANDARD) (WHITE) (DOTTED / GUIDELINE / 6-10 GAP EXTENSION) (18") | LF | 4.44
709-11-211 | TRAFFIC STRIPE - TWO REACTIVE COMPONENTS (STANDARD) (YELLOW) (SOLID) (6") | NM | 6660
709-11-212 | TRAFFIC STRIPE - TWO REACTIVE COMPONENTS (STANDARD) (YELLOW) (SOLID) (8") | NM | 7770
709-11-223 | TRAFFIC STRIPE - TWO REACTIVE COMPONENTS (STANDARD) (YELLOW) (SOLID) (12") | LF | 4.44
709-11-224 | TRAFFIC STRIPE - TWO REACTIVE COMPONENTS (STANDARD) (YELLOW) (SOLID) (18") | LF | 5.55
709-11-225 | TRAFFIC STRIPE - TWO REACTIVE COMPONENTS (STANDARD) (YELLOW) (SOLID) (24") | LF | 6.66
709-11-231 | TRAFFIC STRIPE - TWO REACTIVE COMPONENTS (STANDARD) (YELLOW) (SKIP) (6") | GM | 2775
709-11-233 | TRAFFIC STRIPE - TWO REACTIVE COMPONENTS (STANDARD) (YELLOW) (SKIP) (12") | GM | 5550
709-11-251 | TRAFFIC STRIPE - TWO REACTIVE COMPONENTS (STANDARD) (YELLOW) (DOTTED / GUIDELINE / 6-10 GAP EXTENSION) (6") | LF | 2.22
709-11-252 | TRAFFIC STRIPE - TWO REACTIVE COMPONENTS (STANDARD) (YELLOW) (DOTTED / GUIDELINE / 6-10 GAP EXTENSION) (8") | LF | 2.775
709-11-253 | TRAFFIC STRIPE - TWO REACTIVE COMPONENTS (STANDARD) (YELLOW) (DOTTED / GUIDELINE / 6-10 GAP EXTENSION) (12") | LF | 3.33
709-11-254 | TRAFFIC STRIPE - TWO REACTIVE COMPONENTS (STANDARD) (YELLOW) (DOTTED / GUIDELINE / 6-10 GAP EXTENSION) (18") | LF | 4.44
709-11-311 | TRAFFIC STRIPE - TWO REACTIVE COMPONENTS (STANDARD) (BLACK) (SOLID) (6") | NM | 6660
709-11-312 | TRAFFIC STRIPE - TWO REACTIVE COMPONENTS (STANDARD) (BLACK) (SOLID) (8") | NM | 7770
709-11-323 | TRAFFIC STRIPE - TWO REACTIVE COMPONENTS (STANDARD) (BLACK) (SOLID) (12") | LF | 4.44
709-11-324 | TRAFFIC STRIPE - TWO REACTIVE COMPONENTS (STANDARD) (BLACK) (SOLID) (18") | LF | 5.55
709-11-325 | TRAFFIC STRIPE - TWO REACTIVE COMPONENTS (STANDARD) (BLACK) (SOLID) (24") | LF | 6.66
709-11-331 | TRAFFIC STRIPE - TWO REACTIVE COMPONENTS (STANDARD) (BLACK) (SKIP) (6") | GM | 2775
709-11-333 | TRAFFIC STRIPE - TWO REACTIVE COMPONENTS (STANDARD) (BLACK) (SKIP) (12") | GM | 5550
709-11-351 | TRAFFIC STRIPE - TWO REACTIVE COMPONENTS (STANDARD) (BLACK) (DOTTED / GUIDELINE / 6-10 GAP EXTENSION) (6") | LF | 2.22
709-11-352 | TRAFFIC STRIPE - TWO REACTIVE COMPONENTS (STANDARD) (BLACK) (DOTTED / GUIDELINE / 6-10 GAP EXTENSION) (8") | LF | 2.775
709-11-353 | TRAFFIC STRIPE - TWO REACTIVE COMPONENTS (STANDARD) (BLACK) (DOTTED / GUIDELINE / 6-10 GAP EXTENSION) (12") | LF | 3.33
709-11-354 | TRAFFIC STRIPE - TWO REACTIVE COMPONENTS (STANDARD) (BLACK) (DOTTED / GUIDELINE / 6-10 GAP EXTENSION) (18") | LF | 4.44
709-17 | TRAFFIC STRIPE - TWO REACTIVE COMPONENTS (REMOVE) | SF | 2.22
710-11-111 | PAINTED PAVEMENT MARKINGS (STANDARD) (WHITE) (SOLID) (6") | NM | 1332
710-11-122 | PAINTED PAVEMENT MARKINGS (STANDARD) (WHITE) (SOLID) (8") | LF | 0.555
710-11-123 | PAINTED PAVEMENT MARKINGS (STANDARD) (WHITE) (SOLID) (12") | LF | 1.11
710-11-124 | PAINTED PAVEMENT MARKINGS (STANDARD) (WHITE) (SOLID) (18") | LF | 1.3875
710-11-125 | PAINTED PAVEMENT MARKINGS (STANDARD) (WHITE) (SOLID) (24") | LF | 2.22
710-11-131 | PAINTED PAVEMENT MARKINGS (STANDARD) (WHITE) (SKIP) (6") | GM | 610.5
710-11-133 | PAINTED PAVEMENT MARKINGS (STANDARD) (WHITE) (SKIP) (12") | GM | 1110
710-11-151 | PAINTED PAVEMENT MARKINGS (STANDARD) (WHITE) (SKIP) (6") | LF | 0.555
710-11-153 | PAINTED PAVEMENT MARKINGS (STANDARD) (WHITE) (SKIP) (12") | LF | 1.11
710-11-160 | PAINTED PAVEMENT MARKINGS (STANDARD) (WHITE) (MESSAGE) | EA | 66.6
710-11-170 | PAINTED PAVEMENT MARKINGS (STANDARD) (WHITE) (ARROWS) | EA | 33.3
710-11-180 | PAINTED PAVEMENT MARKINGS (STANDARD) (WHITE) (YIELD LINE) | LF | 3.33
710-11-190 | PAINTED PAVEMENT MARKINGS (STANDARD) (WHITE) (ISLAND NOSE) | SF | 2.22
710-11-211 | PAINTED PAVEMENT MARKINGS (STANDARD) (YELLOW) (SOLID) (6") | NM | 1332
710-11-222 | PAINTED PAVEMENT MARKINGS (STANDARD) (YELLOW) (SOLID) (8") | LF | 0.555
710-11-223 | PAINTED PAVEMENT MARKINGS (STANDARD) (YELLOW) (SOLID) (12") | LF | 1.665
710-11-224 | PAINTED PAVEMENT MARKINGS (STANDARD) (YELLOW) (SOLID) (18") | LF | 2.22
710-11-225 | PAINTED PAVEMENT MARKINGS (STANDARD) (YELLOW) (SOLID) (24") | LF | 2.22
710-11-231 | PAINTED PAVEMENT MARKINGS (STANDARD) (YELLOW) (SKIP) (6") | GM | 555
710-11-233 | PAINTED PAVEMENT MARKINGS (STANDARD) (YELLOW) (SKIP) (12") | GM | 1110
710-11-251 | PAINTED PAVEMENT MARKINGS (STANDARD) (YELLOW) (SKIP) (6") | LF | 0.2775
710-11-253 | PAINTED PAVEMENT MARKINGS (STANDARD) (YELLOW) (SKIP) (12") | LF | 1.11
710-11-260 | PAINTED PAVEMENT MARKINGS (STANDARD) (YELLOW) (MESSAGE) | EA | 66.6
710-11-270 | PAINTED PAVEMENT MARKINGS (STANDARD) (YELLOW) (ARROWS) | EA | 33.3
710-11-290 | PAINTED PAVEMENT MARKINGS (STANDARD) (YELLOW) (ISLAND NOSE) | SF | 2.22
710-11-311 | PAINTED PAVEMENT MARKINGS (STANDARD) (BLACK) (SOLID) (6") | NM | 1332
710-11-322 | PAINTED PAVEMENT MARKINGS (STANDARD) (BLACK) (SOLID) (8") | LF | 0.555
710-11-323 | PAINTED PAVEMENT MARKINGS (STANDARD) (BLACK) (SOLID) (12") | LF | 1.11
710-11-324 | PAINTED PAVEMENT MARKINGS (STANDARD) (BLACK) (SOLID) (18") | LF | 3.33
710-11-325 | PAINTED PAVEMENT MARKINGS (STANDARD) (BLACK) (SOLID) (24") | LF | 4.44
710-11-331 | PAINTED PAVEMENT MARKINGS (STANDARD) (BLACK) (SKIP) (6") | GM | 610.5
710-11-333 | PAINTED PAVEMENT MARKINGS (STANDARD) (BLACK) (SKIP) (12") | GM | 1110
710-11-351 | PAINTED PAVEMENT MARKINGS (STANDARD) (BLACK) (SKIP) (6") | LF | 0.555
710-11-353 | PAINTED PAVEMENT MARKINGS (STANDARD) (BLACK) (SKIP) (12") | LF | 1.665
710-11-360 | PAINTED PAVEMENT MARKINGS (STANDARD) (BLACK) (MESSAGE) | EA | 66.6
710-11-370 | PAINTED PAVEMENT MARKINGS (STANDARD) (BLACK) (ARROWS) | EA | 33.3
710-11-380 | PAINTED PAVEMENT MARKINGS (STANDARD) (BLACK) (YIELD LINE) | LF | 2.22
710-11-390 | PAINTED PAVEMENT MARKINGS (STANDARD) (BLACK) (ISLAND NOSE) | SF | 2.22
710-11-422 | PAINTED PAVEMENT MARKINGS (STANDARD) (BLUE) (SOLID) (8") | LF | 0.666
710-11-423 | PAINTED PAVEMENT MARKINGS (STANDARD) (BLUE) (SOLID) (12") | LF | 2.22
710-11-424 | PAINTED PAVEMENT MARKINGS (STANDARD) (BLUE) (SOLID) (18") | LF | 3.33
710-90 | PAINTED PAVEMENT MARKINGS - FINAL SURFACE | LS | 0
711-11-123 | THERMOPLASTIC (STANDARD) (WHITE) (SOLID) (12") | LF | 3.33
711-11-124 | THERMOPLASTIC (STANDARD) (WHITE) (SOLID) (18") | LF | 4.44
711-11-125 | THERMOPLASTIC (STANDARD) (WHITE) (SOLID) (24") | LF | 5.55
711-11-133 | THERMOPLASTIC (STANDARD) (WHITE) (SKIP) (12") | GM | 2775
711-11-141 | THERMOPLASTIC (STANDARD) (WHITE) (DOTTED/ GUIDELINE/6-10 GAP EXTENSION) (6", 10'-30' SKIP OR 3'-9' SKIP) | GM | 1665
711-11-153 | THERMOPLASTIC (STANDARD) (WHITE) (DOTTED/ GUIDELINE/6-10 GAP EXTENSION) (12") | LF | 2.22
711-11-160 | THERMOPLASTIC (STANDARD) (WHITE) (MESSAGE) | EA | 177.6
711-11-170 | THERMOPLASTIC (STANDARD) (WHITE) (ARROW) | EA | 83.25
711-11-180 | THERMOPLASTIC (STANDARD) (WHITE) (YIELD LINE) | EA | 166.5
711-11-223 | THERMOPLASTIC (STANDARD) (YELLOW) (SOLID) (12") | LF | 3.33
711-11-224 | THERMOPLASTIC (STANDARD) (YELLOW) (SOLID) (18") | LF | 4.44
711-11-225 | THERMOPLASTIC (STANDARD) (YELLOW) (SOLID) (24") | LF | 5.55
711-11-233 | THERMOPLASTIC (STANDARD) (YELLOW) (SKIP) (12") | GM | 2775
711-11-241 | THERMOPLASTIC (STANDARD) (YELLOW) (DOTTED/ GUIDELINE/6-10 GAP EXTENSION) (6", 10'-30' SKIP OR 3'-9' SKIP) | GM | 1665
711-11-251 | THERMOPLASTIC (STANDARD) (YELLOW) (DOTTED/ GUIDELINE/6-10 GAP EXTENSION) (6") | LF | 1.11
711-11-253 | THERMOPLASTIC (STANDARD) (YELLOW) (DOTTED/ GUIDELINE/6-10 GAP EXTENSION) (12") | LF | 2.22
711-11-423 | THERMOPLASTIC (STANDARD) (BLUE) (SOLID) (12") | LF | 5.55
711-11-424 | THERMOPLASTIC (STANDARD) (BLUE) (SOLID) (18") | LF | 7.77
711-11-425 | THERMOPLASTIC (STANDARD) (BLUE) (SOLID) (24") | LF | 11.1
711-11-460 | THERMOPLASTIC (STANDARD) (BLUE) (MESSAGE) | EA | 333
711-14-121 | THERMOPLASTIC (PREFORMED) (WHITE) (SOLID) (6") | LF | 3.33
711-14-122 | THERMOPLASTIC (PREFORMED) (WHITE) (SOLID) (8") | LF | 5.55
711-14-123 | THERMOPLASTIC (PREFORMED) (WHITE) (SOLID) (12") | LF | 16.65
711-14-124 | THERMOPLASTIC (PREFORMED) (WHITE) (SOLID) (18") | LF | 19.98
711-14-125 | THERMOPLASTIC (PREFORMED) (WHITE) (SOLID) (24") | LF | 22.2
711-14-131 | THERMOPLASTIC (PREFORMED) (WHITE) (SKIP) (6") | GM | 16650
711-14-133 | THERMOPLASTIC (PREFORMED) (WHITE) (SKIP) (12") | GM | 22200
711-14-151 | THERMOPLASTIC (PREFORMED) (WHITE) (DOTTED / GUIDELINE / GAP EXTENSION) (6") | LF | 3.33
711-14-153 | THERMOPLASTIC (PREFORMED) (WHITE) (DOTTED / GUIDELINE / GAP EXTENSION) (12") | LF | 6.66
711-14-160 | THERMOPLASTIC (PREFORMED) (WHITE) (MESSAGE) | EA | 499.5
711-14-170 | THERMOPLASTIC (PREFORMED) (WHITE) (ARROWS) | EA | 277.5
711-14-180 | THERMOPLASTIC (PREFORMED) (WHITE) (YIELD LINE) | LF | 27.75
711-14-221 | THERMOPLASTIC (PREFORMED) (YELLOW) (SOLID) (6") | LF | 3.33
711-14-222 | THERMOPLASTIC (PREFORMED) (YELLOW) (SOLID) (8") | LF | 5.55
711-14-223 | THERMOPLASTIC (PREFORMED) (YELLOW) (SOLID) (12") | LF | 16.65
711-14-224 | THERMOPLASTIC (PREFORMED) (YELLOW) (SOLID) (18") | LF | 19.98
711-14-225 | THERMOPLASTIC (PREFORMED) (YELLOW) (SOLID) (24") | LF | 22.2
711-14-231 | THERMOPLASTIC (PREFORMED) (YELLOW) (SKIP) (6") | GM | 16650
711-14-233 | THERMOPLASTIC (PREFORMED) (YELLOW) (SKIP) (12") | GM | 22200
711-14-251 | THERMOPLASTIC (PREFORMED) (YELLOW) (DOTTED / GUIDELINE / GAP EXTENSION) (6") | LF | 3.33
711-14-253 | THERMOPLASTIC (PREFORMED) (YELLOW) (DOTTED / GUIDELINE / GAP EXTENSION) (12") | LF | 6.66
711-14-560 | THERMOPLASTIC (PREFORMED) (WHITE WITH BLACK CONTRAST) (MESSAGE) | EA | 555
711-14-570 | THERMOPLASTIC (PREFORMED) (WHITE WITH BLACK CONTRAST) (ARROWS) | EA | 333
711-14-660 | THERMOPLASTIC (PREFORMED) (MULTI-COLOR) (MESSAGES) | EA | 2775
711-15-111 | THERMOPLASTIC (STANDARD - OPEN GRADED ASPHALT) (WHITE) (SOLID) (6") | NM | 4995
711-15-112 | THERMOPLASTIC (STANDARD - OPEN GRADED ASPHALT) (WHITE) (SOLID) (8") | NM | 6105
711-15-131 | THERMOPLASTIC (STANDARD - OPEN GRADED ASPHALT) (WHITE) (SKIP) (6") | GM | 1665
711-15-133 | THERMOPLASTIC (STANDARD - OPEN GRADED ASPHALT) (WHITE) (SKIP) (12") | GM | 2775
711-15-211 | THERMOPLASTIC (STANDARD - OPEN GRADED ASPHALT) (YELLOW) (SOLID) (6") | NM | 4995
711-15-212 | THERMOPLASTIC (STANDARD - OPEN GRADED ASPHALT) (YELLOW) (SOLID) (8") | NM | 6105
711-15-231 | THERMOPLASTIC (STANDARD - OPEN GRADED ASPHALT ) (YELLOW) (SKIP) (6") | GM | 1665
711-15-233 | THERMOPLASTIC (STANDARD - OPEN GRADED ASPHALT) (YELLOW) (SKIP) (12") | GM | 2775
711-16-111 | THERMOPLASTIC (STANDARD - OTHER SURFACES ) (WHITE) (SOLID) (6") | NM | 4662
711-16-112 | THERMOPLASTIC (STANDARD - OTHER SURFACES) (WHITE) (SOLID) (8") | NM | 5772
711-16-131 | THERMOPLASTIC (STANDARD - OTHER SURFACES) (WHITE) (SKIP) (6") | GM | 1665
711-16-133 | THERMOPLASTIC (STANDARD - OTHER SURFACES) (WHITE) (SKIP) (12") | GM | 2775
711-16-211 | THERMOPLASTIC (STANDARD - OTHER SURFACES) (YELLOW) (SOLID) (6") | NM | 4662
711-16-212 | THERMOPLASTIC (STANDARD - OTHER SURFACES) (YELLOW) (SOLID) (8") | NM | 5772
711-16-231 | THERMOPLASTIC (STANDARD - OTHER SURFACES) (YELLOW) (SKIP) (6") | GM | 1665
711-16-233 | THERMOPLASTIC (STANDARD - OTHER SURFACES) (YELLOW) (SKIP) (12") | GM | 2775
711-17 | THERMOPLASTIC (REMOVE EXISTING) | SF | 1.665
713-102-131 | TAPE PAVEMENT MARKINGS (HIGH PERFORMANCE) (WHITE) (SKIP) (6") | GM | 22200
713-102-134 | TAPE PAVEMENT MARKINGS (HIGH PERFORMANCE) (WHITE) (SKIP) (12") | GM | 33300
713-102-231 | TAPE PAVEMENT MARKINGS (HIGH PERFORMANCE) (YELLOW) (SKIP) (6") | GM | 22200
713-102-234 | TAPE PAVEMENT MARKINGS (HIGH PERFORMANCE) (YELLOW) (SKIP) (12") | GM | 33300
713-102-331 | TAPE PAVEMENT MARKINGS (HIGH PERFORMANCE) (BLACK) (SKIP) (6") | GM | 22200
713-102-334 | TAPE PAVEMENT MARKINGS (HIGH PERFORMANCE) (BLACK) (SKIP) (12") | GM | 33300
713-102-533 | TAPE PAVEMENT MARKINGS (HIGH PERFORMANCE) (WHITE WITH BLACK CONTRAST) (SKIP) (9") | GM | 33300
713-102-537 | TAPE PAVEMENT MARKINGS (HIGH PERFORMANCE) (WHITE WITH BLACK CONTRAST) (SKIP) (11") | GM | 44400
713-102-538 | TAPE PAVEMENT MARKINGS (HIGH PERFORMANCE) (WHITE WITH BLACK CONTRAST) (SKIP) (15") | GM | 55500
713-107 | TAPE PAVEMENT MARKINGS (REMOVE) | SF | 1.665
715-1-11 | LIGHTING CONDUCTORS (F&I) (INSULATED) (LESS THAN NO. 10) | LF | 0.935
715-1-12 | LIGHTING CONDUCTORS (F&I) (INSULATED) (NO. 8 TO NO. 6) | LF | 1.43
715 1 13 | LIGHTING CONDUCTORS (F&I) (INSULATED) (NO. 4 TO NO. 2) | LF | 2.53
715-1-14 | LIGHTING CONDUCTORS (F&I) (INSULATED) (NO. 1 TO NO. 0) | LF | 3.52
715-1-15 | LIGHTING CONDUCTORS (F&I) (INSULATED) (NO. 1/0 TO NO. 3/0) | LF | 5.72
715-1-16 | LIGHTING CONDUCTORS (F&I) (INSULATED) (NO. 4/0 OR LARGER) | LF | 9.57
715-1-50 | LIGHTING CONDUCTORS (ADJUST/MODIFY) | LF | 2.86
715-1-60 | LIGHTING CONDUCTORS (REMOVE & DISPOSE) (CONTRACTOR OWNS) | LF | 2.2
715-1-70 | LIGHTING CONDUCTORS (REMOVE AND STOCKPILE) | LF | 2.2
715-1-80 | LIGHTING CONDUCTORS (PLACE OUT OF SERVICE) | LF | 1.65
715-4-021 | LIGHT POLE COMPLETE (F&I) (SPECIAL FOUNDATION) (WIND SPEED 130) (40') | EA | 8085
715-4-022 | LIGHT POLE COMPLETE (F&I) (SPECIAL FOUNDATION) (WIND SPEED 130) (45') | EA | 8360
715-4-023 | LIGHT POLE COMPLETE (F&I) (SPECIAL FOUNDATION) (WIND SPEED 130) (50') | EA | 8690
715-4-029 | LIGHT POLE COMPLETE (F&I) (SPECIAL FOUNDATION) (WIND SPEED 130) (CUSTOM HEIGHT) | EA | 8140
715-4-121 | LIGHT POLE COMPLETE (F&I) (STANDARD) (WIND SPEED 130) (POLE HEIGHT 40') | EA | 5610
715-4-122 | LIGHT POLE COMPLETE (F&I) (WIND SPEED 130) (POLE HEIGHT 45)' | EA | 5665
715-4-123 | LIGHT POLE COMPLETE (F&I) (WIND SPEED 130) (POLE HEIGHT 50') | EA | 6105
715-4-129 | LIGHT POLE COMPLETE (F&I) (WIND SPEED 130) (CUSTOM HEIGHT) | EA | 5500
715-4-300 | LIGHT POLE COMPLETE (INSTALL) | EA | 2090
715-4-400 | LIGHT POLE COMPLETE (RELOCATE) | EA | 2255
715-4-600 | LIGHT POLE COMPLETE (REMOVE) | EA | 2200
715-5-11 | LUMINAIRE & BRACKET ARM (F&I) (ALUMINUM) | EA | 1155
715-5-12 | LUMINAIRE & BRACKET ARM (F&I) (GALVANIZED STEEL) | EA | 1540
715-5-30 | LUMINAIRE & BRACKET ARM (INSTALL) | EA | 396
715-5-40 | LUMINAIRE & BRACKET ARM (RELOCATE) | EA | 374
715 5 50 | LUMINAIRE & BRACKET ARM (REMOVE) | EA | 187
715-7-11 | LOAD CENTER (F&I) (SECONDARY VOLTAGE) | EA | 12430
715-7-12 | LOAD CENTER (F&I) (PRIMARY VOLTAGE) | EA | 12430
715-7-21 | LOAD CENTER (REWORK) (SECONDARY VOLTAGE) | EA | 1375
715-7-31 | LOAD CENTER (RELOCATE) (SECONDARY VOLTAGE) | EA | 2310
715-7-41 | LOAD CENTER (REMOVE) (SECONDARY VOLTAGE) | EA | 1100
715-7-42 | LOAD CENTER (REMOVE) (PRIMARY VOLTAGE) | EA | 1100
715-11-111 | LUMINAIRE (F&I) (ROADWAY) (COBRA HEAD) | EA | 621.5
715-11-112 | LUMINAIRE (F&I) (ROADWAY) (HIGH MAST) | EA | 1980
715-11-113 | LUMINAIRE (F&I) (ROADWAY) (POLE TOP) | EA | 1028.5
715-11-114 | LUMINAIRE (F&I) (ROADWAY) (SHOE BOX) | EA | 792
715-11-115 | LUMINAIRE (F&I) (ROADWAY) (WALL MOUNT) | EA | 687.5
715-11-118 | LUMINAIRE (F&I) (ROADWAY) (FLOOD) | EA | 924
715 11-125 | LUMINAIRE (F&I) (UNDER DECK) (WALL MOUNT) | EA | 687.5
715-11-126 | LUMINAIRE (F&I) (UNDER DECK) (PENDANT HUNG) | EA | 753.5
715 11-137 | LUMINAIRE (F&I) (SIGN) (SIGN MOUNT) | EA | 1210
715 11-400 | LUMINAIRE (RELOCATE) | EA | 308
715 11-500 | LUMINAIRE (REMOVE) | EA | 220
715 11-600 | LUMINAIRE (REPAIR & REINSTALL) | EA | 572
715-16-5 | LIGHTING-BALLAST (REPLACE) | EA | 418
715-17-52 | LIGHTING-LAMP (REPLACE) (MERCURY VAPOR) | EA | 198
715-17-53 | LIGHTING-LAMP (REPLACE) (METAL HAILDE) | EA | 176
715-17-55 | LIGHTING-LAMP (REPLACE) (SODIUM) | EA | 176
715-19-1 | LIGHTING - SURGE PROTECTOR (POLE BASE) | EA | 291.5
715-19-2 | LIGHTING - SURGE PROTECTOR (INSTALL) | EA | 187
715-19-121 | HIGH MAST LIGHTING (F&I) (WIND SPEED 130) (80') | EA | 54450
715-19-122 | HIGH MAST LIGHTING (F&I) (WIND SPEED 130) (100') | EA | 58410
715-19-123 | HIGH MAST LIGHTING (F&I) (WIND SPEED 130) (120') | EA | 59510
715-19-129 | HIGH MAST LIGHTING (F&I) (WIND SPEED 130) (CUSTOM HEIGHT)) | EA | 64900
715-19-300 | HIGH MAST LIGHTING (INSTALL) | EA | 26730
715-19-600 | HIGH MAST LIGHTING (REMOVE) | EA | 8085
715-37-1 | PHOTO ELECTRIC CONTROL ASSEMBLY (F&I) | EA | 137.5
715-500-1 | POLE CABLE DISTRIBUTION SYSTEM (CONVENTIONAL) | EA | 770
715-500-2 | POLE CABLE DISTRIBUTION SYSTEM (HIGH MAST) | EA | 770
715-500-3 | POLE CABLE DISTRIBUTION SYSTEM (WALL MOUNT) | EA | 770
715-514-140 | LIGHT POLE COMPLETE‐ SPECIAL DESIGN, F&I, DOUBLE ARM WALL MOUNT, ALUMINUM, 40' | EA | 6600
715-514-145 | LIGHT POLE COMPLETE‐ SPECIAL DESIGN, F&I, DOUBLE ARM WALL MOUNT, ALUMINUM, 45' | EA | 6765
715-514-150 | LIGHT POLE COMPLETE‐ SPECIAL DESIGN, F&I, DOUBLE ARM WALL MOUNT, ALUMINUM, 50' | EA | 6985
715-515-140 | LIGHT POLE COMPLETE‐ SEPCIAL DESIGN, F&I, SINGLE ARM BRIDGE MOUNT, NON STD ALUMINUM, 40' | EA | 4620
715-515-145 | LIGHT POLE COMPLETE‐ SEPCIAL DESIGN, F&I, SINGLE ARM BRIDGE MOUNT, NON STD ALUMINUM, 45' | EA | 5060
715-515-150 | LIGHT POLE COMPLETE‐ SEPCIAL DESIGN, F&I, SINGLE ARM BRIDGE MOUNT, NON STD ALUMINUM, 50' | EA | 5720
715-516-140 | LIGHT POLE COMPLETE‐ SPECIAL DESIGN, F&I, POLE TOP MNT‐ALUMINUM, 40' | EA | 6875
715-516-145 | LIGHT POLE COMPLETE‐ SPECIAL DESIGN, F&I, POLE TOP MNT‐ALUMINUM, 45' | EA | 6930
715-516-150 | LIGHT POLE COMPLETE‐ SPECIAL DESIGN, F&I, POLE TOP MNT‐ALUMINUM, 50' | EA | 7205
715-517-140 | LIGHT POLE COMPLETE‐ SPECIAL DESIGN, F&I, DOUBLE ARM BRIDGE MOUNT, ALUMINUM, 40' | EA | 5335
715-517-145 | LIGHT POLE COMPLETE‐ SPECIAL DESIGN, F&I, DOUBLE ARM BRIDGE MOUNT, ALUMINUM, 45' | EA | 5555
715-517-150 | LIGHT POLE COMPLETE‐ SPECIAL DESIGN, F&I, DOUBLE ARM BRIDGE MOUNT, ALUMINUM, 50' | EA | 5775
715-518-140 | LIGHT POLE COMP‐ SPECIAL DESIGN, F&I, DOUBLE ARM, POLE TOP MOUNT, ALUMINUM, 40' | EA | 8525
715-518-145 | LIGHT POLE COMP‐ SPECIAL DESIGN, F&I, DOUBLE ARM, POLE TOP MOUNT, ALUMINUM, 45' | EA | 9240
715-518-150 | LIGHT POLE COMP‐ SPECIAL DESIGN, F&I, DOUBLE ARM, POLE TOP MOUNT, ALUMINUM, 50' | EA | 9680
715-LED-ADD | LUMINAIRE, F&I, ROADWAY, (UPGRADE COST FOR LED) | EA | 557.34
743-70-11 | TRAFFIC MONITORING SITE VEHICLE SPEED/ CLASSIFICATION UNIT (F&I) (ELECTRONICS UNIT WITH EQUIPMENT CABLE) | AS | 6875
743-70-12 | TRAFFIC MONITORING SITE VEHICLE SPEED/ CLASSIFICATION UNIT (F&I) (ELECTRONICS UNIT WITH EQUIPMENT CABLE) | AS | 6875
743-70-11 | TRAFFIC MONITORING SITE VEHICLE SPEED / CLASSIFICATION UNIT (F&I) (ELECTRONICS UNIT WITH EQUIPMENT CABLE) | AS | 6875
743-70-12 | TRAFFIC MONITORING SITE VEHICLE SPEED / CLASSIFICATION UNIT (F&I) (ELECTRONICS UNIT ONLY) | AS | 6875
743-70-30 | TRAFFIC MONITORING SITE VEHICLE SPEED / CLASSIFICATION UNIT (INSTALL) | AS | 236.5
743-70-40 | TRAFFIC MONITORING SITE VEHICLE SPEED / CLASSIFICATION UNIT (MODIFY) | AS | 407
743-70-60 | TRAFFIC MONITORING SITE VEHICLE SPEED / CLASSIFICATION UNIT (REMOVE) | AS | 81.95
744-70-11 | TRAFFIC MONITORING SITE (SOLAR POWER UNIT) (F&I) (NEW POLE) | EA | 3520
744-70-12 | TRAFFIC MONITORING SITE (SOLAR POWER UNIT) (F&I) (EXISTING POLE) | EA | 2860
744-70-21 | TRAFFIC MONITORING SITE (SOLAR POWER UNIT) (INSTALL) (NEW POLE) | EA | 2310
744-70-22 | TRAFFIC MONITORING SITE (SOLAR POWER UNIT) (INSTALL) (EXISTING POLE) | EA | 753.5
744-70-41 | TRAFFIC MONITORING SITE (SOLAR POWER UNIT) (RELOCATE) (NEW POLE) | EA | 1980
744-70-42 | TRAFFIC MONITORING SITE (SOLAR POWER UNIT) (RELOCATE) (EXISTING POLE) | EA | 671
744-70-60 | TRAFFIC MONITORING SITE (SOLAR POWER UNIT) (REMOVE) | EA | 209
745-70-11 | TMS INDUCTIVE LOOP ASEMBLY (F&I) (1 LOOP PER LANE) | AS | 715
745-70-12 | TMS INDUCTIVE LOOP ASEMBLY (F&I) (2 LOOP PER LANE) | AS | 1006.5
745-70-31 | TMS INDUCTIVE LOOP ASEMBLY (INSTALL) (1 LOOP PER LANE) | AS | 495
745-70-32 | TMS INDUCTIVE LOOP ASEMBLY (INSTALL) (2 LOOP PER LANE) | AS | 649
746-71-111 | TMS CABINET (F&I) (TYPE III) (BASE MOUNT) (1 BACKPLANE) | EA | 3300
746-71-112 | TMS CABINET (F&I) (TYPE III) (BASE MOUNT) (2 BACKPLANE) | EA | 3245
746-71-113 | TMS CABINET (F&I) (TYPE III) (BASE MOUNT) (NO BACKPLATE) | EA | 3410
746-71-121 | TMS CABINET (F&I) (TYPE III) (POLE) (1 BACKPLANE) | EA | 2860
746-71-122 | TMS CABINET (F&I) (TYPE III) (POLE) (2 BACKPLANE) | EA | 3300
746-71-123 | TMS CABINET (F&I) (TYPE III) (POLE) (NO BACKPLATE) | EA | 3630
746-71-131 | TMS CABINET (F&I) (TYPE III) (PEDESTAL) (1 BACKPLANE) | EA | 3300
746-71-132 | TMS CABINET (F&I) (TYPE III) (PEDESTAL) (2 BACKPLANE) | EA | 3630
746-71-133 | TMS CABINET (F&I) (TYPE III) (PEDESTAL) (NO BACKPLANE) | EA | 3410
746-71-211 | TMS CABINET (F&I) (TYPE IV) (BASE MOUNT) (1 BACKPLANE) | EA | 3355
746-71-212 | TMS CABINET (F&I) (TYPE IV) (BASE MOUNT) (2 BACKPLANE) | EA | 3685
746-71-213 | TMS CABINET (F&I) (TYPE IV) (BASE MOUNT) (NO BACKPLATE) | EA | 3410
746-71-221 | TMS CABINET (F&I) (TYPE IV) (POLE) (1 BACKPLANE) | EA | 3410
746-71-222 | TMS CABINET (F&I) (TYPE IV) (POLE) (2 BACKPLANE) | EA | 3410
746-71-223 | TMS CABINET (F&I) (TYPE IV) (POLE) (NO BACKPLATE) | EA | 3410
746-71-231 | TMS CABINET (F&I) (TYPE IV) (PEDESTAL) (1 BACKPLANE) | EA | 3410
746-71-232 | TMS CABINET (F&I) (TYPE IV) (PEDESTAL) (2 BACKPLANE) | EA | 3465
746-71-233 | TMS CABINET (F&I) (TYPE IV) (PEDESTAL) (NO BACKPLANE) | EA | 3410
746-71-311 | TMS CABINET (F&I) (TYPE V) (BASE MOUNT) (1 BACKPLANE) | EA | 3520
746-71-312 | TMS CABINET (F&I) (TYPE V) (BASE MOUNT) (2 BACKPLANE) | EA | 3630
746-71-313 | TMS CABINET (F&I) (TYPE V) (BASE MOUNT) (NO BACKPLATE) | EA | 3410
746-71-321 | TMS CABINET (F&I) (TYPE V) (POLE) (1 BACKPLANE) | EA | 3410
746-71-322 | TMS CABINET (F&I) (TYPE V) (POLE) (2 BACKPLANE) | EA | 3410
746-71-323 | TMS CABINET (F&I) (TYPE V) (POLE) (NO BACKPLATE) | EA | 3410
746-71-331 | TMS CABINET (F&I) (TYPE V) (PEDESTAL) (1 BACKPLANE) | EA | 3410
746-71-332 | TMS CABINET (F&I) (TYPE V) (PEDESTAL) (2 BACKPLANE) | EA | 3410
746-71-333 | TMS CABINET (F&I) (TYPE V) (PEDESTAL) (NO BACKPLANE) | EA | 3410
746-73 | TMS CABINET (INSTALL) | EA | 1375
746-74 | TMS CABINET (MODIFY) | EA | 577.5
746-75 | TMS CABINET (RELOCATE) | EA | 1705
746-76 | TMS CABINET (REMOVE) | EA | 313.5
747-70-11 | TMS-MODEM (F&I) | EA | 363
747-70-31 | TMS-MODEM (INSTALL) | EA | 280.5
747-70-41 | TMS-MODEM (MODIFY) | EA | 214.5
781-3-111 | ITS ROAD WEATHER INFORMATION SYSTEM (F&I) (FIELD HARDWARE) (NEW TOWER INCLUDED) | EA | 47960
781-3-112 | ITS ROAD WEATHER INFORMATION SYSTEM (F&I) (FIELD HARDWARE) (MOUNTED TO EXISTING STRUCTURE) | EA | 47080
781-3-121 | ITS ROAD WEATHER INFORMATION SYTSEM (F&I) (CONTROL MONITOR/PROC EQUIPMENT) (NEW TOWER MOUNT) | EA | 47960
781-3-122 | ITS ROAD WEATHER INFORMATION SYSTEM (F&I) (CONTROL MONITORING/PROCESSING EQUIPMENT) (MOUNTED TO EXISTING STRUCTURE) | EA | 37290
781-3-300 | ITS ROAD WEATHER INFORMATION SYSTEM (INSTALL) | EA | 12760
781-3-400 | ITS ROAD WEATHER INFORMATIO SYSTEM (RELOCATE) | EA | 15400
781-3-500 | ITS ROAD WEATHER INFORMATION SYSTEM (ADJUST/MODIFY) | EA | 3575
781-6-11 | ITS GREENHOUSE GAS MONITORING SYSTEM (F&I) (NEW TOWER INCLUDED) | EA | 71500
781-6-12 | ITS GREENHOUSE GAS MONITORING SYSTEM (F&I) (MOUNTED TO EXISTING STRUCTURE) | EA | 68200
781-6-20 | ITS GREENHOUSE GAS MONITORING SYSTEM (FURNISH) | EA | 59400
781-6-30 | ITS GREENHOUSE GAS MONITORING SYSTEM (INSTALL) | EA | 12100
781-20-51 | ITS CB RADIO ADVISORY SYSTEM (REPLACE) (COMPLETE ANTENNA ASSEMBLY) | EA | 85580
781-20-52 | ITS CB RADIO ADVISORY SYSTEM (REPLACE) (CONTROLLER) | EA | 55000
781-20-61 | ITS CB RADIO ADVISORY SYSTEM (REMOVE AND INSTALL) (COMPLETE ANTENNA ASSEMBLY) | EA | 1595
781-20-62 | ITS CB RADIO ADVISORY SYSTEM (REMOVE AND INSTALL) (CONTROLLER) | EA | 940.5
781-20-80 | ITS CB RADIO ADVISORY SYSTEM (PREVENTATIVE MAINTENANCE) | EA | 11660
781-20-90 | ITS CB RADIO ADVISORY SYSTEM (DIAGNOSTIC AND MISCELLANEOUS REPAIR) | EA | 5610
904-540-1 | HIGH TENSION CABLE BARRIER SYSTEM (SYSTEM WITH ANCHORS) | LF | 29.7
904-540-2 | HIGH TENSION CABLE BARRIER SYSTEM (SOCKETED POST SYSTEM) | LF | 20.9
904-540-3 | HIGH TENSION CABLE BARRIER SYSTEM (DRIVEN POST SYSTEM) | LF | 12.1
904-540-4 | HIGH TENSION CABLE BARRIER SYSTEM (END TERMINAL) | EA | 5170
904-540-5 | HIGH TENSION CABLE BARRIER SYSTEM (RESET EXISTING SYSTEM) | LF | 25.85
904-540-6 | HIGH TENSION CABLE BARRIER SYSTEM (RESET EXISTING END TERMINAL) | EA | 2695
904-540-10 | HIGH TENSION CABLE BARRIER SYSTEM (RELOCATE) | LF | 16.5
908-333-1 | HIGH FRICTION SURFACE COURSE | SY | 50